## Export Worksheet
ID | DESCRIPTION | IS_STUDY_LEVEL | IS_GROUP_LEVEL | IS_CAGE_LEVEL | IS_SUBJECT_LEVEL | IS_PUP_LEVEL | DATA_TYPE | MEASUREMENT_TYPE | VALID_SEX | LIVE_OR_DEAD | UNIT_DESCRIPTION | TEXT_IF_RESULT_TRUE | TEXT_IF_RESULT_FALSE | CALCULATION_TYPE | TIME_POINT_TYPE | SUMMARY_CALCULATION_TYPE | CALCULATION_DAY | DECIMAL_PLACES_RELATIVE | NUMBER_DECIMALS | SUMMARY_CALCULATION | ROOT_MEASUREMENT | CALCULATION_IMPLANT_TYPE | ENDPOINT_CALCULATION | CALCULATION_MEASUREMENT_LETTER | MEASUREMENT_NAME | NULLABLE | CALCULATION_PARAMETER_VALUE | ADDITIONAL_INFORMATION
89 | % < Hexagon - Left Eye | No | No | No | Yes | No | Numeric |  | Any Sex | Live or Dead | Percentage |  |  |  | Specific
98 | % < Hexagon - Right Eye | No | No | No | Yes | No | Numeric |  | Any Sex | Live or Dead | Percentage |  |  |  | Specific
90 | % = Hexagon - Left Eye | No | No | No | Yes | No | Numeric |  | Any Sex | Live or Dead | Percentage |  |  |  | Specific
99 | % = Hexagon - Right Eye | No | No | No | Yes | No | Numeric |  | Any Sex | Live or Dead | Percentage |  |  |  | Specific
91 | % > Hexagon - Left Eye | No | No | No | Yes | No | Numeric |  | Any Sex | Live or Dead | Percentage |  |  |  | Specific
100 | % > Hexagon - Right Eye | No | No | No | Yes | No | Numeric |  | Any Sex | Live or Dead | Percentage |  |  |  | Specific
6076 | % Bone Marrow Cells Synthesizing DNA | No | No | No | Yes | No | Numeric |  | Any Sex | Live or Dead |  |  |  | User Defined Formula | Single Occurrence |  |  |  | 1 |  |  |  | ((A + B)/2) * 100 | A | % EdU A | Not Null (calculation fails if measurement is null)
6076 | % Bone Marrow Cells Synthesizing DNA | No | No | No | Yes | No | Numeric |  | Any Sex | Live or Dead |  |  |  | User Defined Formula | Single Occurrence |  |  |  | 1 |  |  |  | ((A + B)/2) * 100 | B | % EdU B | Not Null (calculation fails if measurement is null)
4164 | % Cells Phagocytizing | No | No | No | Yes | No | Numeric |  | Any Sex | Live or Dead |  |  |  |  | Single Occurrence
6667 | % Cytotoxicity 0.75 E:T Ratio | No | No | No | Yes | No | Numeric |  | Any Sex | Live or Dead | % |  |  |  | Single Occurrence
6666 | % Cytotoxicity 1.5 E:T Ratio | No | No | No | Yes | No | Numeric |  | Any Sex | Live or Dead | % |  |  |  | Single Occurrence
6663 | % Cytotoxicity 12.5 E:T Ratio | No | No | No | Yes | No | Numeric |  | Any Sex | Live or Dead | % |  |  |  | Single Occurrence
6662 | % Cytotoxicity 25 E:T Ratio | No | No | No | Yes | No | Numeric |  | Any Sex | Live or Dead | % |  |  |  | Single Occurrence
6665 | % Cytotoxicity 3 E:T Ratio | No | No | No | Yes | No | Numeric |  | Any Sex | Live or Dead | % |  |  |  | Single Occurrence
6664 | % Cytotoxicity 6 E:T Ratio | No | No | No | Yes | No | Numeric |  | Any Sex | Live or Dead | % |  |  |  | Single Occurrence
2511 | % Days in Diestrus | No | No | No | Yes | No | Numeric |  | Females Only | Live or Dead | % |  |  | User Defined Formula | Range |  |  |  | 1 |  |  |  | (A/(A+B+C+D))*100 | A | Number of Days in Diestrus | Not Null (calculation fails if measurement is null)
2511 | % Days in Diestrus | No | No | No | Yes | No | Numeric |  | Females Only | Live or Dead | % |  |  | User Defined Formula | Range |  |  |  | 1 |  |  |  | (A/(A+B+C+D))*100 | B | Number of Days in Estrus | Not Null (calculation fails if measurement is null)
2511 | % Days in Diestrus | No | No | No | Yes | No | Numeric |  | Females Only | Live or Dead | % |  |  | User Defined Formula | Range |  |  |  | 1 |  |  |  | (A/(A+B+C+D))*100 | C | Number of Days in Proestrus | Not Null (calculation fails if measurement is null)
2511 | % Days in Diestrus | No | No | No | Yes | No | Numeric |  | Females Only | Live or Dead | % |  |  | User Defined Formula | Range |  |  |  | 1 |  |  |  | (A/(A+B+C+D))*100 | D | Number of Days in Metestrus | Not Null (calculation fails if measurement is null)
2510 | % Days in Estrus | No | No | No | Yes | No | Numeric |  | Females Only | Live or Dead | % |  |  | User Defined Formula | Range |  |  |  | 1 |  |  |  | (A/(A+B+C+D))*100 | A | Number of Days in Estrus | Not Null (calculation fails if measurement is null)
2510 | % Days in Estrus | No | No | No | Yes | No | Numeric |  | Females Only | Live or Dead | % |  |  | User Defined Formula | Range |  |  |  | 1 |  |  |  | (A/(A+B+C+D))*100 | B | Number of Days in Diestrus | Not Null (calculation fails if measurement is null)
2510 | % Days in Estrus | No | No | No | Yes | No | Numeric |  | Females Only | Live or Dead | % |  |  | User Defined Formula | Range |  |  |  | 1 |  |  |  | (A/(A+B+C+D))*100 | C | Number of Days in Proestrus | Not Null (calculation fails if measurement is null)
2510 | % Days in Estrus | No | No | No | Yes | No | Numeric |  | Females Only | Live or Dead | % |  |  | User Defined Formula | Range |  |  |  | 1 |  |  |  | (A/(A+B+C+D))*100 | D | Number of Days in Metestrus | Not Null (calculation fails if measurement is null)
2513 | % Days in Metestrus | No | No | No | Yes | No | Numeric |  | Females Only | Live or Dead | % |  |  | User Defined Formula | Range |  |  |  | 1 |  |  |  | (A/(A+B+C+D))*100 | A | Number of Days in Metestrus | Not Null (calculation fails if measurement is null)
2513 | % Days in Metestrus | No | No | No | Yes | No | Numeric |  | Females Only | Live or Dead | % |  |  | User Defined Formula | Range |  |  |  | 1 |  |  |  | (A/(A+B+C+D))*100 | B | Number of Days in Estrus | Not Null (calculation fails if measurement is null)
2513 | % Days in Metestrus | No | No | No | Yes | No | Numeric |  | Females Only | Live or Dead | % |  |  | User Defined Formula | Range |  |  |  | 1 |  |  |  | (A/(A+B+C+D))*100 | C | Number of Days in Diestrus | Not Null (calculation fails if measurement is null)
2513 | % Days in Metestrus | No | No | No | Yes | No | Numeric |  | Females Only | Live or Dead | % |  |  | User Defined Formula | Range |  |  |  | 1 |  |  |  | (A/(A+B+C+D))*100 | D | Number of Days in Proestrus | Not Null (calculation fails if measurement is null)
2512 | % Days in Proestrus | No | No | No | Yes | No | Numeric |  | Females Only | Live or Dead | % |  |  | User Defined Formula | Range |  |  |  | 1 |  |  |  | (A/(A+B+C+D))*100 | A | Number of Days in Proestrus | Not Null (calculation fails if measurement is null)
2512 | % Days in Proestrus | No | No | No | Yes | No | Numeric |  | Females Only | Live or Dead | % |  |  | User Defined Formula | Range |  |  |  | 1 |  |  |  | (A/(A+B+C+D))*100 | B | Number of Days in Estrus | Not Null (calculation fails if measurement is null)
2512 | % Days in Proestrus | No | No | No | Yes | No | Numeric |  | Females Only | Live or Dead | % |  |  | User Defined Formula | Range |  |  |  | 1 |  |  |  | (A/(A+B+C+D))*100 | C | Number of Days in Diestrus | Not Null (calculation fails if measurement is null)
2512 | % Days in Proestrus | No | No | No | Yes | No | Numeric |  | Females Only | Live or Dead | % |  |  | User Defined Formula | Range |  |  |  | 1 |  |  |  | (A/(A+B+C+D))*100 | D | Number of Days in Metestrus | Not Null (calculation fails if measurement is null)
329 | % Dose Level Achieved (Food - End) | No | No | No | Yes | No | Numeric |  | Any Sex | Live or Dead |  |  |  | User Defined Formula | Range |  |  |  | 1 |  |  |  | (A/B)*100 | A | Actual Dose Level Achieved (Food - End) | Not Null (calculation fails if measurement is null) |  | This endpoint expresses the actual dose achieved as percentage of the protocol defined dose, for the individual animal in the indicated period.
329 | % Dose Level Achieved (Food - End) | No | No | No | Yes | No | Numeric |  | Any Sex | Live or Dead |  |  |  | User Defined Formula | Range |  |  |  | 1 |  |  |  | (A/B)*100 | B | Intended Dose Level Animal | Not Null (calculation fails if measurement is null) |  | This endpoint expresses the actual dose achieved as percentage of the protocol defined dose, for the individual animal in the indicated period.
327 | % Dose Level Achieved (Food - Mean) | No | No | No | Yes | No | Numeric |  | Any Sex | Live or Dead |  |  |  | User Defined Formula | Range |  |  |  | 1 |  |  |  | (A/B)*100 | A | Actual Dose Level Achieved (Food - Mean) | Not Null (calculation fails if measurement is null) |  | This endpoint expresses the actual dose achieved as percentage of the protocol defined dose, for the individual animal in the indicated period.
327 | % Dose Level Achieved (Food - Mean) | No | No | No | Yes | No | Numeric |  | Any Sex | Live or Dead |  |  |  | User Defined Formula | Range |  |  |  | 1 |  |  |  | (A/B)*100 | B | Intended Dose Level Animal | Not Null (calculation fails if measurement is null) |  | This endpoint expresses the actual dose achieved as percentage of the protocol defined dose, for the individual animal in the indicated period.
326 | % Dose Level Achieved (Food - Midpoint) | No | No | No | Yes | No | Numeric |  | Any Sex | Live or Dead |  |  |  | User Defined Formula | Range |  |  |  | 1 |  |  |  | (A/B)*100 | A | Actual Dose Level Achieved (Food - Midpoint) | Not Null (calculation fails if measurement is null) |  | This endpoint expresses the actual dose achieved as percentage of the protocol defined dose, for the individual animal in the indicated period.
326 | % Dose Level Achieved (Food - Midpoint) | No | No | No | Yes | No | Numeric |  | Any Sex | Live or Dead |  |  |  | User Defined Formula | Range |  |  |  | 1 |  |  |  | (A/B)*100 | B | Intended Dose Level Animal | Not Null (calculation fails if measurement is null) |  | This endpoint expresses the actual dose achieved as percentage of the protocol defined dose, for the individual animal in the indicated period.
328 | % Dose Level Achieved (Food - Start) | No | No | No | Yes | No | Numeric |  | Any Sex | Live or Dead |  |  |  | User Defined Formula | Range |  |  |  | 1 |  |  |  | (A/B)*100 | A | Actual Dose Level Achieved (Food - Start) | Not Null (calculation fails if measurement is null) |  | This endpoint expresses the actual dose achieved as percentage of the protocol defined dose, for the individual animal in the indicated period.
328 | % Dose Level Achieved (Food - Start) | No | No | No | Yes | No | Numeric |  | Any Sex | Live or Dead |  |  |  | User Defined Formula | Range |  |  |  | 1 |  |  |  | (A/B)*100 | B | Intended Dose Level Animal | Not Null (calculation fails if measurement is null) |  | This endpoint expresses the actual dose achieved as percentage of the protocol defined dose, for the individual animal in the indicated period.
325 | % Dose Level Achieved (Water - End) | No | No | No | Yes | No | Numeric |  | Any Sex | Live or Dead |  |  |  | User Defined Formula | Range |  |  |  | 1 |  |  |  | (A/B)*100 | A | Actual Dose Level Achieved (Water - End) | Not Null (calculation fails if measurement is null) |  | This endpoint expresses the actual dose achieved as percentage of the protocol defined dose, for the individual animal in the indicated period.
325 | % Dose Level Achieved (Water - End) | No | No | No | Yes | No | Numeric |  | Any Sex | Live or Dead |  |  |  | User Defined Formula | Range |  |  |  | 1 |  |  |  | (A/B)*100 | B | Intended Dose Level Animal | Not Null (calculation fails if measurement is null) |  | This endpoint expresses the actual dose achieved as percentage of the protocol defined dose, for the individual animal in the indicated period.
323 | % Dose Level Achieved (Water - Mean) | No | No | No | Yes | No | Numeric |  | Any Sex | Live or Dead |  |  |  | User Defined Formula | Range |  |  |  | 1 |  |  |  | (A/B)*100 | A | Actual Dose Level Achieved (Water - Mean) | Not Null (calculation fails if measurement is null) |  | This endpoint expresses the actual dose achieved as percentage of the protocol defined dose, for the individual animal in the indicated period.
323 | % Dose Level Achieved (Water - Mean) | No | No | No | Yes | No | Numeric |  | Any Sex | Live or Dead |  |  |  | User Defined Formula | Range |  |  |  | 1 |  |  |  | (A/B)*100 | B | Intended Dose Level Animal | Not Null (calculation fails if measurement is null) |  | This endpoint expresses the actual dose achieved as percentage of the protocol defined dose, for the individual animal in the indicated period.
322 | % Dose Level Achieved (Water - Midpoint) | No | No | No | Yes | No | Numeric |  | Any Sex | Live or Dead |  |  |  | User Defined Formula | Range |  |  |  | 1 |  |  |  | (A/B)*100 | A | Actual Dose Level Achieved (Water - Midpoint) | Not Null (calculation fails if measurement is null) |  | This endpoint expresses the actual dose achieved as percentage of the protocol defined dose, for the individual animal in the indicated period.
322 | % Dose Level Achieved (Water - Midpoint) | No | No | No | Yes | No | Numeric |  | Any Sex | Live or Dead |  |  |  | User Defined Formula | Range |  |  |  | 1 |  |  |  | (A/B)*100 | B | Intended Dose Level Animal | Not Null (calculation fails if measurement is null) |  | This endpoint expresses the actual dose achieved as percentage of the protocol defined dose, for the individual animal in the indicated period.
324 | % Dose Level Achieved (Water - Start) | No | No | No | Yes | No | Numeric |  | Any Sex | Live or Dead |  |  |  | User Defined Formula | Range |  |  |  | 1 |  |  |  | (A/B)*100 | A | Actual Dose Level Achieved (Water - Start) | Not Null (calculation fails if measurement is null) |  | This endpoint expresses the actual dose achieved as percentage of the protocol defined dose, for the individual animal in the indicated period.
324 | % Dose Level Achieved (Water - Start) | No | No | No | Yes | No | Numeric |  | Any Sex | Live or Dead |  |  |  | User Defined Formula | Range |  |  |  | 1 |  |  |  | (A/B)*100 | B | Intended Dose Level Animal | Not Null (calculation fails if measurement is null) |  | This endpoint expresses the actual dose achieved as percentage of the protocol defined dose, for the individual animal in the indicated period.
6070 | % EdU A | No | No | No | Yes | No | Numeric |  | Any Sex | Live or Dead |  |  |  |  | Single Occurrence
6073 | % EdU B | No | No | No | Yes | No | Numeric |  | Any Sex | Live or Dead |  |  |  |  | Single Occurrence
4668 | % Female Pups with Areolae/Nipples | No | Yes | No | No | No | Numeric | [6 empty] | User Defined Formula | Single Occurrence |  |  |  | 2 |  |  |  | (A/B)*100 | A | Group Total Female Pups with Areolae/Nipples | Not Null (calculation fails if measurement is null)
4668 | % Female Pups with Areolae/Nipples | No | Yes | No | No | No | Numeric | [6 empty] | User Defined Formula | Single Occurrence |  |  |  | 2 |  |  |  | (A/B)*100 | B | Group Total Female Pups Examined for Areolae/Nipples | Not Null (calculation fails if measurement is null)
3327 | % Male Pups with Areolae/Nipples | No | Yes | No | No | No | Numeric | [6 empty] | User Defined Formula | Single Occurrence |  |  |  | 2 |  |  |  | (A/B)*100 | A | Group Total Male Pups with Areolae/Nipples | Not Null (calculation fails if measurement is null)
3327 | % Male Pups with Areolae/Nipples | No | Yes | No | No | No | Numeric | [6 empty] | User Defined Formula | Single Occurrence |  |  |  | 2 |  |  |  | (A/B)*100 | B | Group Total Male Pups Examined for Areolae/Nipples | Not Null (calculation fails if measurement is null)
6306 | % of CD3+ T-cells Proliferating | No | No | No | Yes | No | Numeric |  | Any Sex | Live or Dead | % |  |  | User Defined Formula | Single Occurrence |  |  |  | 1 |  |  |  | IIF(A IS NOTHING AND B IS NOTHING,NOTHING,(AVG(A,B))*100) | A | %CD3 EdU+ A | Nullable
6306 | % of CD3+ T-cells Proliferating | No | No | No | Yes | No | Numeric |  | Any Sex | Live or Dead | % |  |  | User Defined Formula | Single Occurrence |  |  |  | 1 |  |  |  | IIF(A IS NOTHING AND B IS NOTHING,NOTHING,(AVG(A,B))*100) | B | %CD3 EdU+ B | Nullable
151 | % of Pups Examined with Findings (Do Not Use) | No | Yes | No | No | No | Numeric |  | Females Only | Dead Only |  |  |  |  | Single Occurrence |  |  | Not Relative to Root Measurement | 1 | [8 empty] | This measurement simply acts as a placeholder for a fixed measurement and provides a way of changing its description. It is not intended for selection within either data collection or data analysis.
4463 | % Phagocytosis | No | No | No | Yes | No | Numeric |  | Any Sex | Live or Dead |  |  |  | User Defined Formula | Single Occurrence |  |  |  | 1 |  |  |  | (A-B)*100 | A | % Cells Phagocytizing | Not Null (calculation fails if measurement is null)
4463 | % Phagocytosis | No | No | No | Yes | No | Numeric |  | Any Sex | Live or Dead |  |  |  | User Defined Formula | Single Occurrence |  |  |  | 1 |  |  |  | (A-B)*100 | B | Baseline % | Not Null (calculation fails if measurement is null)
2441 | % Post-Implantation Loss (littered female) | No | No | No | Yes | No | Numeric |  | Females Only | Live or Dead | % |  |  | User Defined Formula | Single Occurrence |  |  |  | 1 |  |  |  | iif(A<B,0,((A-B)/A)*100) | A | Implant Total | Not Null (calculation fails if measurement is null)
2441 | % Post-Implantation Loss (littered female) | No | No | No | Yes | No | Numeric |  | Females Only | Live or Dead | % |  |  | User Defined Formula | Single Occurrence |  |  |  | 1 |  |  |  | iif(A<B,0,((A-B)/A)*100) | B | Do Not Use Cmb- Live Pups on PND 0 | Not Null (calculation fails if measurement is null)
3104 | % Post-Implantation Loss-WLSS (littered female) | No | No | No | Yes | No | Numeric |  | Females Only | Live or Dead | % |  |  | User Defined Formula | Single Occurrence |  |  |  | 1 |  |  |  | IIF(A<B,0,((A-B)/A)*100) | A | Implant Total | Not Null (calculation fails if measurement is null)
3104 | % Post-Implantation Loss-WLSS (littered female) | No | No | No | Yes | No | Numeric |  | Females Only | Live or Dead | % |  |  | User Defined Formula | Single Occurrence |  |  |  | 1 |  |  |  | IIF(A<B,0,((A-B)/A)*100) | B | WLSS-Live Pups on Day 0 | Not Null (calculation fails if measurement is null)
3105 | % Pre-implantation Loss (littered female) | No | No | No | Yes | No | Numeric |  | Females Only | Live or Dead | % |  |  | User Defined Formula | Single Occurrence |  |  |  | 1 |  |  |  | IIF(A>B,0,((B-A)/B)*100) | A | Implant Total | Not Null (calculation fails if measurement is null)
3105 | % Pre-implantation Loss (littered female) | No | No | No | Yes | No | Numeric |  | Females Only | Live or Dead | % |  |  | User Defined Formula | Single Occurrence |  |  |  | 1 |  |  |  | IIF(A>B,0,((B-A)/B)*100) | B | Corpora Lutea Total | Not Null (calculation fails if measurement is null)
6641 | % Unaccounted-for Implant Sites - WLSS (littered, BAT) | No | No | No | Yes | No | Numeric |  | Any Sex | Live or Dead |  |  |  | User Defined Formula | Single Occurrence |  |  |  | 2 |  |  |  | IIF(A,NOTHING,IIF(B>0,IIF(C>B,0,((B-C)/B)*100),NOTHING)) | A | Early PM | Nullable
6641 | % Unaccounted-for Implant Sites - WLSS (littered, BAT) | No | No | No | Yes | No | Numeric |  | Any Sex | Live or Dead |  |  |  | User Defined Formula | Single Occurrence |  |  |  | 2 |  |  |  | IIF(A,NOTHING,IIF(B>0,IIF(C>B,0,((B-C)/B)*100),NOTHING)) | B | Implantation Sites | Not Null (calculation fails if measurement is null)
6641 | % Unaccounted-for Implant Sites - WLSS (littered, BAT) | No | No | No | Yes | No | Numeric |  | Any Sex | Live or Dead |  |  |  | User Defined Formula | Single Occurrence |  |  |  | 2 |  |  |  | IIF(A,NOTHING,IIF(B>0,IIF(C>B,0,((B-C)/B)*100),NOTHING)) | C | Absolute Newborn Total | Nullable
1527 | % With Viable Litter | No | Yes | No | No | No | Numeric |  |  |  | Percentage |  |  | User Defined Formula | Single Occurrence |  |  |  | 1 |  |  |  | A/B*100 | A | Viable Litter Count | Nullable
1527 | % With Viable Litter | No | Yes | No | No | No | Numeric |  |  |  | Percentage |  |  | User Defined Formula | Single Occurrence |  |  |  | 1 |  |  |  | A/B*100 | B | Group Size - Females | Not Null (calculation fails if measurement is null)
6283 | %CD3 A | No | No | No | Yes | No | Numeric |  | Any Sex | Live or Dead |  |  |  |  | Single Occurrence
6287 | %CD3 B | No | No | No | Yes | No | Numeric |  | Any Sex | Live or Dead |  |  |  |  | Single Occurrence
6284 | %CD3 EdU+ A | No | No | No | Yes | No | Numeric |  | Any Sex | Live or Dead |  |  |  |  | Single Occurrence
6301 | %CD3 EdU+ B | No | No | No | Yes | No | Numeric |  | Any Sex | Live or Dead |  |  |  |  | Single Occurrence
1006 | 0.002g | Yes | No | No | No | No | Numeric |  |  |  | g |  |  |  | Specific
2521 | 0.010g | Yes | No | No | No | No | Numeric |  |  |  | g |  |  |  | Specific
2523 | 0.02g | Yes | No | No | No | No | Numeric |  |  |  | g |  |  |  | Specific
3663 | 0.05 mL MAIV Administered IN? | No | No | No | Yes | No | Boolean (0 No, 1 Yes) |  | Any Sex | Live Only |  | Yes | No |  | Specific
2481 | 0.100g | Yes | No | No | No | No | Numeric |  |  |  | g |  |  |  | Specific
3662 | 0.2 mL KLH Administered IP - Mouse? | No | No | No | Yes | No | Boolean (0 No, 1 Yes) |  | Any Sex | Live Only |  | Yes | No |  | Specific
3664 | 0.2 mL RAIV Administered IN? | No | No | No | Yes | No | Boolean (0 No, 1 Yes) |  | Any Sex | Live Only |  | Yes | No |  | Specific
2721 | 0.2 mL SRBC Administered IV? | No | No | No | Yes | No | Boolean (0 No, 1 Yes) |  | Any Sex | Live Only |  | Yes | No |  | Specific
3661 | 0.5 mL KLH Administered IP - Rat? | No | No | No | Yes | No | Boolean (0 No, 1 Yes) |  | Any Sex | Live Only |  | Yes | No |  | Specific
3861 | 0.5 mL SRBC Administered IV? | No | No | No | Yes | No | Boolean (0 No, 1 Yes) |  | Any Sex | Live Only |  | Yes | No |  | Specific
3103 | 0.5g | Yes | No | No | No | No | Numeric |  |  |  | g |  |  |  | Specific
1004 | 1000g | Yes | No | No | No | No | Numeric |  |  |  | g |  |  |  | Specific
1003 | 100g | Yes | No | No | No | No | Numeric |  |  |  | g |  |  |  | Specific
4619 | 10:1 CTL1 | No | No | No | Yes | No | Numeric |  | Any Sex | Live or Dead |  |  |  |  | Single Occurrence
4620 | 10:1 CTL2 | No | No | No | Yes | No | Numeric |  | Any Sex | Live or Dead |  |  |  |  | Single Occurrence
4621 | 10:1 CTL3 | No | No | No | Yes | No | Numeric |  | Any Sex | Live or Dead |  |  |  |  | Single Occurrence
4604 | 10:1 NK1 | No | No | No | Yes | No | Numeric |  | Any Sex | Live or Dead |  |  |  |  | Single Occurrence
4605 | 10:1 NK2 | No | No | No | Yes | No | Numeric |  | Any Sex | Live or Dead |  |  |  |  | Single Occurrence
4606 | 10:1 NK3 | No | No | No | Yes | No | Numeric |  | Any Sex | Live or Dead |  |  |  |  | Single Occurrence
1002 | 10g | Yes | No | No | No | No | Numeric |  |  |  | g |  |  |  | Specific
3809 | 12.5:1 CTL1 | No | No | No | Yes | No | Numeric |  | Any Sex | Live or Dead |  |  |  |  | Single Occurrence
3810 | 12.5:1 CTL2 | No | No | No | Yes | No | Numeric |  | Any Sex | Live or Dead |  |  |  |  | Single Occurrence
3811 | 12.5:1 CTL3 | No | No | No | Yes | No | Numeric |  | Any Sex | Live or Dead |  |  |  |  | Single Occurrence
3779 | 12.5:1 NK1 | No | No | No | Yes | No | Numeric |  | Any Sex | Live or Dead |  |  |  |  | Single Occurrence
3780 | 12.5:1 NK2 | No | No | No | Yes | No | Numeric |  | Any Sex | Live or Dead |  |  |  |  | Single Occurrence
3781 | 12.5:1 NK3 | No | No | No | Yes | No | Numeric |  | Any Sex | Live or Dead |  |  |  |  | Single Occurrence
1005 | 1500g | Yes | No | No | No | No | Numeric |  |  |  | g |  |  |  | Specific
1001 | 1g | Yes | No | No | No | No | Numeric |  |  |  | g |  |  |  | Specific
1008 | 2000g | Yes | No | No | No | No | Numeric |  |  |  | g |  |  |  | Specific
2522 | 200g | Yes | No | No | No | No | Numeric |  |  |  | g |  |  |  | Specific
4616 | 20:1 CTL1 | No | No | No | Yes | No | Numeric |  | Any Sex | Live or Dead |  |  |  |  | Single Occurrence
4617 | 20:1 CTL2 | No | No | No | Yes | No | Numeric |  | Any Sex | Live or Dead |  |  |  |  | Single Occurrence
4618 | 20:1 CTL3 | No | No | No | Yes | No | Numeric |  | Any Sex | Live or Dead |  |  |  |  | Single Occurrence
4601 | 20:1 NK1 | No | No | No | Yes | No | Numeric |  | Any Sex | Live or Dead |  |  |  |  | Single Occurrence
4602 | 20:1 NK2 | No | No | No | Yes | No | Numeric |  | Any Sex | Live or Dead |  |  |  |  | Single Occurrence
4603 | 20:1 NK3 | No | No | No | Yes | No | Numeric |  | Any Sex | Live or Dead |  |  |  |  | Single Occurrence
1902 | 20g | Yes | No | No | No | No | Numeric |  |  |  | g |  |  |  | Specific
7486 | 24 hr Plasma Efavirenz Concentration | No | No | No | Yes | No | Numeric |  | Any Sex | Live or Dead |  |  |  |  | Single Occurrence
7484 | 24 hr Plasma Emtricitabine Concentration | No | No | No | Yes | No | Numeric |  | Any Sex | Live or Dead | ng/mL |  |  |  | Single Occurrence
7485 | 24 hr Plasma Tenofovir Concentration | No | No | No | Yes | No | Numeric |  | Any Sex | Live or Dead | ng/mL |  |  |  | Single Occurrence
3806 | 25:1 CTL1 | No | No | No | Yes | No | Numeric |  | Any Sex | Live or Dead |  |  |  |  | Single Occurrence
3807 | 25:1 CTL2 | No | No | No | Yes | No | Numeric |  | Any Sex | Live or Dead |  |  |  |  | Single Occurrence
3808 | 25:1 CTL3 | No | No | No | Yes | No | Numeric |  | Any Sex | Live or Dead |  |  |  |  | Single Occurrence
3776 | 25:1 NK1 | No | No | No | Yes | No | Numeric |  | Any Sex | Live or Dead |  |  |  |  | Single Occurrence
3777 | 25:1 NK2 | No | No | No | Yes | No | Numeric |  | Any Sex | Live or Dead |  |  |  |  | Single Occurrence
3778 | 25:1 NK3 | No | No | No | Yes | No | Numeric |  | Any Sex | Live or Dead |  |  |  |  | Single Occurrence
3281 | 2g | Yes | No | No | No | No | Numeric |  |  |  | g |  |  |  | Specific
7483 | 3 hr Plasma Efavirenz Concentration | No | No | No | Yes | No | Numeric |  | Any Sex | Live or Dead | ng/mL |  |  |  | Single Occurrence
7481 | 3 hr Plasma Emtricitabine Concentration | No | No | No | Yes | No | Numeric |  | Any Sex | Live or Dead | ng/mL |  |  |  | Single Occurrence
7482 | 3 hr Plasma Tenofovir Concentration | No | No | No | Yes | No | Numeric |  | Any Sex | Live or Dead | ng/mL |  |  |  | Single Occurrence
1009 | 5000g | Yes | No | No | No | No | Numeric |  |  |  | g |  |  |  | Specific
1901 | 500g | Yes | No | No | No | No | Numeric |  |  |  | g |  |  |  | Specific
3803 | 50:1 CTL1 | No | No | No | Yes | No | Numeric |  | Any Sex | Live or Dead |  |  |  |  | Single Occurrence
3804 | 50:1 CTL2 | No | No | No | Yes | No | Numeric |  | Any Sex | Live or Dead |  |  |  |  | Single Occurrence
3805 | 50:1 CTL3 | No | No | No | Yes | No | Numeric |  | Any Sex | Live or Dead |  |  |  |  | Single Occurrence
3773 | 50:1 NK1 | No | No | No | Yes | No | Numeric |  | Any Sex | Live or Dead |  |  |  |  | Single Occurrence
3774 | 50:1 NK2 | No | No | No | Yes | No | Numeric |  | Any Sex | Live or Dead |  |  |  |  | Single Occurrence
3775 | 50:1 NK3 | No | No | No | Yes | No | Numeric |  | Any Sex | Live or Dead |  |  |  |  | Single Occurrence
1007 | 50g | Yes | No | No | No | No | Numeric |  |  |  | g |  |  |  | Specific
4622 | 5:1 CTL1 | No | No | No | Yes | No | Numeric |  | Any Sex | Live or Dead |  |  |  |  | Single Occurrence
4623 | 5:1 CTL2 | No | No | No | Yes | No | Numeric |  | Any Sex | Live or Dead |  |  |  |  | Single Occurrence
4624 | 5:1 CTL3 | No | No | No | Yes | No | Numeric |  | Any Sex | Live or Dead |  |  |  |  | Single Occurrence
4607 | 5:1 NK1 | No | No | No | Yes | No | Numeric |  | Any Sex | Live or Dead |  |  |  |  | Single Occurrence
4608 | 5:1 NK2 | No | No | No | Yes | No | Numeric |  | Any Sex | Live or Dead |  |  |  |  | Single Occurrence
4609 | 5:1 NK3 | No | No | No | Yes | No | Numeric |  | Any Sex | Live or Dead |  |  |  |  | Single Occurrence
2482 | 5g | Yes | No | No | No | No | Numeric |  |  |  | g |  |  |  | Specific
5761 | 6.25:1 NK1 | No | No | No | Yes | No | Numeric |  | Any Sex | Live or Dead |  |  |  |  | Single Occurrence
5762 | 6.25:1 NK2 | No | No | No | Yes | No | Numeric |  | Any Sex | Live or Dead |  |  |  |  | Single Occurrence
5763 | 6.25:1 NK3 | No | No | No | Yes | No | Numeric |  | Any Sex | Live or Dead |  |  |  |  | Single Occurrence
5481 | 750g | Yes | No | No | No | No | Numeric |  |  |  | g |  |  |  | Specific
5581 | A/G (Import) | No | No | No | Yes | No | Numeric |  | Any Sex | Live or Dead |  |  |  |  | Specific
3922 | A/G Ratio | No | No | No | Yes | No | Numeric |  | Any Sex | Live or Dead |  |  |  | User Defined Formula | Single Occurrence |  |  |  | 2 |  |  |  | IIF(A IS NOTHING,B/C,B/A) | A | Globulin (measured) | Not Null (calculation fails if measurement is null)
3922 | A/G Ratio | No | No | No | Yes | No | Numeric |  | Any Sex | Live or Dead |  |  |  | User Defined Formula | Single Occurrence |  |  |  | 2 |  |  |  | IIF(A IS NOTHING,B/C,B/A) | B | Albumin | Not Null (calculation fails if measurement is null)
3922 | A/G Ratio | No | No | No | Yes | No | Numeric |  | Any Sex | Live or Dead |  |  |  | User Defined Formula | Single Occurrence |  |  |  | 2 |  |  |  | IIF(A IS NOTHING,B/C,B/A) | C | Globulin | Not Null (calculation fails if measurement is null)
7506 | Abnormal AM Observation First Off | No | No | No | Yes | No | Boolean (0 No, 1 Yes) |  | Any Sex | Live or Dead |  | Yes | No | Special Calculation | Specific |  |  |  |  | Alpha To Boolean | AM Observation First Off | [5 empty] | abnormal
7502 | Abnormal AM Observation First On | No | No | No | Yes | No | Boolean (0 No, 1 Yes) |  | Any Sex | Live or Dead |  | Yes | No | Special Calculation | Specific |  |  |  |  | Alpha To Boolean | AM Observation First On | [5 empty] | abnormal
7508 | Abnormal PM Observation First Off | No | No | No | Yes | No | Boolean (0 No, 1 Yes) |  | Any Sex | Live or Dead |  | Yes | No | Special Calculation | Specific |  |  |  |  | Alpha To Boolean | PM Observation First Off | [5 empty] | abnormal
7504 | Abnormal PM Observation First On | No | No | No | Yes | No | Boolean (0 No, 1 Yes) |  | Any Sex | Live or Dead |  | Yes | No | Special Calculation | Specific |  |  |  |  | Alpha To Boolean | PM Observation First On | [5 empty] | abnormal
1010 | Aborted | No | No | No | Yes | No | Boolean (0 No, 1 Yes) |  | Any Sex | Live or Dead |  | Yes | No | Special Calculation | Single Occurrence |  |  |  |  | Aborted | [7 empty] | ReproPerformance
1011 | Absolute Count - Number Alive | No | No | No | Yes | No | Numeric |  | Any Sex | Live or Dead |  |  |  | Summary Calculation | Single Occurrence | Across Time |  | Not Relative to Root Measurement | 0 | Last Value | Live Total | [6 empty] | PupData
1012 | Absolute Count - Number Dead | No | No | No | Yes | No | Numeric |  | Any Sex | Live or Dead |  |  |  | Summary Calculation | Single Occurrence | Across Time |  | Not Relative to Root Measurement | 0 | Sum | Do Not Use Dead Total | [6 empty] | PupData
1013 | Absolute Count - Total Number | No | No | No | Yes | No | Numeric |  | Any Sex | Live or Dead |  |  |  | User Defined Formula | Single Occurrence |  |  |  | 0 |  |  |  | A + B | A | Absolute Count - Number Alive | Not Null (calculation fails if measurement is null) |  | PupData
1013 | Absolute Count - Total Number | No | No | No | Yes | No | Numeric |  | Any Sex | Live or Dead |  |  |  | User Defined Formula | Single Occurrence |  |  |  | 0 |  |  |  | A + B | B | Absolute Count - Number Dead | Not Null (calculation fails if measurement is null) |  | PupData
6008 | Absolute Dead Newborn Total | No | No | No | Yes | No | Numeric |  | Females Only | Live or Dead |  |  |  | User Defined Formula | Single Occurrence |  |  |  | 0 |  |  |  | A+B+C | A | Newborn Dead Male Count | Not Null (calculation fails if measurement is null)
6008 | Absolute Dead Newborn Total | No | No | No | Yes | No | Numeric |  | Females Only | Live or Dead |  |  |  | User Defined Formula | Single Occurrence |  |  |  | 0 |  |  |  | A+B+C | B | Newborn Dead Female Count | Not Null (calculation fails if measurement is null)
6008 | Absolute Dead Newborn Total | No | No | No | Yes | No | Numeric |  | Females Only | Live or Dead |  |  |  | User Defined Formula | Single Occurrence |  |  |  | 0 |  |  |  | A+B+C | C | Newborn Dead Unsexed Count | Not Null (calculation fails if measurement is null)
1014 | Absolute Live Female Count | No | No | No | Yes | No | Numeric |  | Females Only | Live or Dead |  |  |  | Summary Calculation | Single Occurrence | Across Time |  | Not Relative to Root Measurement | 0 | Last Value | ILD Pre-Cull - Live Female Pups | [6 empty] | PupData
1015 | Absolute Live Male Count | No | No | No | Yes | No | Numeric |  | Females Only | Live or Dead |  |  |  | Summary Calculation | Single Occurrence | Across Time |  | Not Relative to Root Measurement | 0 | Last Value | ILD - Live Male Pups | [6 empty] | PupData
6004 | Absolute Live Newborn Total | No | No | No | Yes | No | Numeric |  | Females Only | Live or Dead |  |  |  | User Defined Formula | Single Occurrence |  |  |  | 0 |  |  |  | A+B+C | A | Newborn Live Male Count | Not Null (calculation fails if measurement is null)
6004 | Absolute Live Newborn Total | No | No | No | Yes | No | Numeric |  | Females Only | Live or Dead |  |  |  | User Defined Formula | Single Occurrence |  |  |  | 0 |  |  |  | A+B+C | B | Newborn Live Female Count | Not Null (calculation fails if measurement is null)
6004 | Absolute Live Newborn Total | No | No | No | Yes | No | Numeric |  | Females Only | Live or Dead |  |  |  | User Defined Formula | Single Occurrence |  |  |  | 0 |  |  |  | A+B+C | C | Newborn Live Unsexed Count | Not Null (calculation fails if measurement is null)
1017 | Absolute Live Total Count | No | No | No | Yes | No | Numeric |  | Females Only | Live or Dead |  |  |  | User Defined Formula | Single Occurrence |  |  |  | 0 |  |  |  | A + B + C | A | Absolute Live Male Count | Nullable |  | PupData
1017 | Absolute Live Total Count | No | No | No | Yes | No | Numeric |  | Females Only | Live or Dead |  |  |  | User Defined Formula | Single Occurrence |  |  |  | 0 |  |  |  | A + B + C | B | Absolute Live Female Count | Nullable |  | PupData
1017 | Absolute Live Total Count | No | No | No | Yes | No | Numeric |  | Females Only | Live or Dead |  |  |  | User Defined Formula | Single Occurrence |  |  |  | 0 |  |  |  | A + B + C | C | Absolute Live Unsexed Count | Nullable |  | PupData
1016 | Absolute Live Unsexed Count | No | No | No | Yes | No | Numeric |  | Females Only | Live or Dead |  |  |  | Summary Calculation | Single Occurrence | Across Time |  | Not Relative to Root Measurement | 0 | Last Value | ILD - Live Unsexed Pups | [6 empty] | PupData
6009 | Absolute Newborn Total | No | No | No | Yes | No | Numeric |  | Females Only | Live or Dead |  |  |  | User Defined Formula | Single Occurrence |  |  |  | 0 |  |  |  | A+B | A | Absolute Live Newborn Total | Not Null (calculation fails if measurement is null)
6009 | Absolute Newborn Total | No | No | No | Yes | No | Numeric |  | Females Only | Live or Dead |  |  |  | User Defined Formula | Single Occurrence |  |  |  | 0 |  |  |  | A+B | B | Absolute Dead Newborn Total | Not Null (calculation fails if measurement is null)
1018 | Absolute Weight Gain | No | No | No | Yes | No | Numeric |  | Any Sex | Live or Dead | g |  |  | Summary Calculation | Range | Across Time |  | Relative to Root Measurement | 0 | Absolute Gain | Bodyweight | [6 empty] | General
3687 | Acanthocytes | No | No | No | Yes | No | Alphanumeric |  | Any Sex | Live or Dead |  |  |  |  | Specific
4225 | Acetyl Co-A | No | No | No | Yes | No | Numeric |  | Any Sex | Live or Dead | nmol/min/mg |  |  |  | Single Occurrence
1019 | Activated Partial Thromboplastin Time | No | No | No | Yes | No | Numeric |  | Any Sex | Live or Dead | Seconds |  |  |  | Specific
321 | Actual Dose Level Achieved (Food - End) | No | No | No | Yes | No | Numeric |  | Any Sex | Live or Dead | mg/kg/animal/day |  |  | User Defined Formula | Range |  |  |  | 1 |  |  |  | (A/B)*1000 | A | Weight of Test Article Consumed in Period (from Food) | Not Null (calculation fails if measurement is null) |  | This endpoint serves both General Toxicity and Reproductive Toxicity studies. The endpoint is based on the combined weight of the Dam and Litter (the 'per kg' value) at the indicated point in the measurement period. If there are no litter values returned, it will be just the weight of the adult.
321 | Actual Dose Level Achieved (Food - End) | No | No | No | Yes | No | Numeric |  | Any Sex | Live or Dead | mg/kg/animal/day |  |  | User Defined Formula | Range |  |  |  | 1 |  |  |  | (A/B)*1000 | B | Animal (and Pup) Weight (at End of Food Period) | Not Null (calculation fails if measurement is null) |  | This endpoint serves both General Toxicity and Reproductive Toxicity studies. The endpoint is based on the combined weight of the Dam and Litter (the 'per kg' value) at the indicated point in the measurement period. If there are no litter values returned, it will be just the weight of the adult.
319 | Actual Dose Level Achieved (Food - Mean) | No | No | No | Yes | No | Numeric |  | Any Sex | Live or Dead | mg/kg/animal/day |  |  | User Defined Formula | Range |  |  |  | 1 |  |  |  | (A/B)*1000 | A | Weight of Test Article Consumed in Period (from Food) | Not Null (calculation fails if measurement is null) |  | This endpoint serves both General Toxicity and Reproductive Toxicity studies. The endpoint is based on the combined weight of the Dam and Litter (the 'per kg' value) at the indicated point in the measurement period. If there are no litter values returned, it will be just the weight of the adult.
319 | Actual Dose Level Achieved (Food - Mean) | No | No | No | Yes | No | Numeric |  | Any Sex | Live or Dead | mg/kg/animal/day |  |  | User Defined Formula | Range |  |  |  | 1 |  |  |  | (A/B)*1000 | B | Animal (and Pup) Weight (Mean of Food Period) | Not Null (calculation fails if measurement is null) |  | This endpoint serves both General Toxicity and Reproductive Toxicity studies. The endpoint is based on the combined weight of the Dam and Litter (the 'per kg' value) at the indicated point in the measurement period. If there are no litter values returned, it will be just the weight of the adult.
318 | Actual Dose Level Achieved (Food - Midpoint) | No | No | No | Yes | No | Numeric |  | Any Sex | Live or Dead | mg/kg/animal/day |  |  | User Defined Formula | Range |  |  |  | 1 |  |  |  | (A/B)*1000 | A | Weight of Test Article Consumed in Period (from Food) | Not Null (calculation fails if measurement is null) |  | This endpoint serves both General Toxicity and Reproductive Toxicity studies. The endpoint is based on the combined weight of the Dam and Litter (the 'per kg' value) at the indicated point in the measurement period. If there are no litter values returned, it will be just the weight of the adult.
318 | Actual Dose Level Achieved (Food - Midpoint) | No | No | No | Yes | No | Numeric |  | Any Sex | Live or Dead | mg/kg/animal/day |  |  | User Defined Formula | Range |  |  |  | 1 |  |  |  | (A/B)*1000 | B | Animal (and Pup) Weight (at Food Midpoint) | Not Null (calculation fails if measurement is null) |  | This endpoint serves both General Toxicity and Reproductive Toxicity studies. The endpoint is based on the combined weight of the Dam and Litter (the 'per kg' value) at the indicated point in the measurement period. If there are no litter values returned, it will be just the weight of the adult.
320 | Actual Dose Level Achieved (Food - Start) | No | No | No | Yes | No | Numeric |  | Any Sex | Live or Dead | mg/kg/animal/day |  |  | User Defined Formula | Range |  |  |  | 1 |  |  |  | (A/B)*1000 | A | Weight of Test Article Consumed in Period (from Food) | Not Null (calculation fails if measurement is null) |  | This endpoint serves both General Toxicity and Reproductive Toxicity studies. The endpoint is based on the combined weight of the Dam and Litter (the 'per kg' value) at the indicated point in the measurement period. If there are no litter values returned, it will be just the weight of the adult.
320 | Actual Dose Level Achieved (Food - Start) | No | No | No | Yes | No | Numeric |  | Any Sex | Live or Dead | mg/kg/animal/day |  |  | User Defined Formula | Range |  |  |  | 1 |  |  |  | (A/B)*1000 | B | Animal (and Pup) Weight (at Start of Food Period) | Not Null (calculation fails if measurement is null) |  | This endpoint serves both General Toxicity and Reproductive Toxicity studies. The endpoint is based on the combined weight of the Dam and Litter (the 'per kg' value) at the indicated point in the measurement period. If there are no litter values returned, it will be just the weight of the adult.
317 | Actual Dose Level Achieved (Water - End) | No | No | No | Yes | No | Numeric |  | Any Sex | Live or Dead | mg/kg/animal/day |  |  | User Defined Formula | Range |  |  |  | 1 |  |  |  | (A/B)*1000 | A | Weight of Test Article Consumed in Period (from Water) | Not Null (calculation fails if measurement is null) |  | This endpoint serves both General Toxicity and Reproductive Toxicity studies. The endpoint is based on the combined weight of the Dam and Litter (the 'per kg' value) at the indicated point in the measurement period. If there are no litter values returned, it will be just the weight of the adult.
317 | Actual Dose Level Achieved (Water - End) | No | No | No | Yes | No | Numeric |  | Any Sex | Live or Dead | mg/kg/animal/day |  |  | User Defined Formula | Range |  |  |  | 1 |  |  |  | (A/B)*1000 | B | Animal (and Pup) Weight (at End of Water Period) | Not Null (calculation fails if measurement is null) |  | This endpoint serves both General Toxicity and Reproductive Toxicity studies. The endpoint is based on the combined weight of the Dam and Litter (the 'per kg' value) at the indicated point in the measurement period. If there are no litter values returned, it will be just the weight of the adult.
315 | Actual Dose Level Achieved (Water - Mean) | No | No | No | Yes | No | Numeric |  | Any Sex | Live or Dead | mg/kg/animal/day |  |  | User Defined Formula | Range |  |  |  | 1 |  |  |  | (A/B)*1000 | A | Weight of Test Article Consumed in Period (from Water) | Not Null (calculation fails if measurement is null) |  | This endpoint serves both General Toxicity and Reproductive Toxicity studies. The endpoint is based on the combined weight of the Dam and Litter (the 'per kg' value) at the indicated point in the measurement period. If there are no litter values returned, it will be just the weight of the adult.
315 | Actual Dose Level Achieved (Water - Mean) | No | No | No | Yes | No | Numeric |  | Any Sex | Live or Dead | mg/kg/animal/day |  |  | User Defined Formula | Range |  |  |  | 1 |  |  |  | (A/B)*1000 | B | Animal (and Pup) Weight (Mean of Water Period) | Not Null (calculation fails if measurement is null) |  | This endpoint serves both General Toxicity and Reproductive Toxicity studies. The endpoint is based on the combined weight of the Dam and Litter (the 'per kg' value) at the indicated point in the measurement period. If there are no litter values returned, it will be just the weight of the adult.
314 | Actual Dose Level Achieved (Water - Midpoint) | No | No | No | Yes | No | Numeric |  | Any Sex | Live or Dead | mg/kg/animal/day |  |  | User Defined Formula | Range |  |  |  | 1 |  |  |  | (A/B)*1000 | A | Weight of Test Article Consumed in Period (from Water) | Not Null (calculation fails if measurement is null) |  | This endpoint serves both General Toxicity and Reproductive Toxicity studies. The endpoint is based on the combined weight of the Dam and Litter (the 'per kg' value) at the indicated point in the measurement period. If there are no litter values returned, it will be just the weight of the adult.
314 | Actual Dose Level Achieved (Water - Midpoint) | No | No | No | Yes | No | Numeric |  | Any Sex | Live or Dead | mg/kg/animal/day |  |  | User Defined Formula | Range |  |  |  | 1 |  |  |  | (A/B)*1000 | B | Weight of Dam & Litter (at Water Period Midpoint) | Not Null (calculation fails if measurement is null) |  | This endpoint serves both General Toxicity and Reproductive Toxicity studies. The endpoint is based on the combined weight of the Dam and Litter (the 'per kg' value) at the indicated point in the measurement period. If there are no litter values returned, it will be just the weight of the adult.
316 | Actual Dose Level Achieved (Water - Start) | No | No | No | Yes | No | Numeric |  | Any Sex | Live or Dead | mg/kg/animal/day |  |  | User Defined Formula | Range |  |  |  | 1 |  |  |  | (A/B)*1000 | A | Weight of Test Article Consumed in Period (from Water) | Not Null (calculation fails if measurement is null) |  | This endpoint serves both General Toxicity and Reproductive Toxicity studies. The endpoint is based on the combined weight of the Dam and Litter (the 'per kg' value) at the indicated point in the measurement period. If there are no litter values returned, it will be just the weight of the adult.
316 | Actual Dose Level Achieved (Water - Start) | No | No | No | Yes | No | Numeric |  | Any Sex | Live or Dead | mg/kg/animal/day |  |  | User Defined Formula | Range |  |  |  | 1 |  |  |  | (A/B)*1000 | B | Animal (and Pup) Weight (at Start of Water Period) | Not Null (calculation fails if measurement is null) |  | This endpoint serves both General Toxicity and Reproductive Toxicity studies. The endpoint is based on the combined weight of the Dam and Litter (the 'per kg' value) at the indicated point in the measurement period. If there are no litter values returned, it will be just the weight of the adult.
5161 | Acyl-CoA Oxidase | No | No | No | Yes | No | Numeric |  | Any Sex | Live or Dead | nmol/min/mg |  |  |  | Single Occurrence
5162 | Acyl-CoA Protein | No | No | No | Yes | No | Numeric |  | Any Sex | Live or Dead | mg/ml |  |  |  | Single Occurrence
4923 | Adiponectin | No | No | No | Yes | No | Numeric |  | Any Sex | Live or Dead | ng/dL |  |  |  | Single Occurrence
6042 | Adjusted ATPase Activity | No | No | No | Yes | No | Numeric |  | Any Sex | Live or Dead | nmol/min/mg protein |  |  |  | Single Occurrence
1020 | Adjusted Bodyweight | No | No | No | Yes | No | Numeric |  | Any Sex | Live or Dead | g |  |  | User Defined Formula | Single Occurrence |  |  |  | 1 |  |  |  | A - B | A | Terminal Bodyweight | Not Null (calculation fails if measurement is null) |  | ReproPerformance
1020 | Adjusted Bodyweight | No | No | No | Yes | No | Numeric |  | Any Sex | Live or Dead | g |  |  | User Defined Formula | Single Occurrence |  |  |  | 1 |  |  |  | A - B | B | Gravid Uterus Weight | Not Null (calculation fails if measurement is null) |  | ReproPerformance
2175 | Adjusted Bodyweight Gain (From GD 0) | No | No | No | Yes | No | Numeric |  | Females Only | Live or Dead | g |  |  | User Defined Formula | Single Occurrence |  |  |  | 1 |  |  |  | A-B | A | Adjusted Bodyweight | Not Null (calculation fails if measurement is null)
2175 | Adjusted Bodyweight Gain (From GD 0) | No | No | No | Yes | No | Numeric |  | Females Only | Live or Dead | g |  |  | User Defined Formula | Single Occurrence |  |  |  | 1 |  |  |  | A-B | B | Bodyweight on Day 0 | Not Null (calculation fails if measurement is null)
3982 | Adjusted Bodyweight Gain (from GD 5) | No | No | No | Yes | No | Numeric |  | Females Only | Live or Dead | g |  |  | User Defined Formula | Single Occurrence |  |  |  | 1 |  |  |  | A-B | A | Adjusted Bodyweight | Not Null (calculation fails if measurement is null)
3982 | Adjusted Bodyweight Gain (from GD 5) | No | No | No | Yes | No | Numeric |  | Females Only | Live or Dead | g |  |  | User Defined Formula | Single Occurrence |  |  |  | 1 |  |  |  | A-B | B | Bodyweight on Day 5 | Not Null (calculation fails if measurement is null)
2176 | Adjusted Bodyweight Gain (from GD 6) | No | No | No | Yes | No | Numeric |  | Females Only | Live or Dead | g |  |  | User Defined Formula | Single Occurrence |  |  |  | 1 |  |  |  | A-B | A | Adjusted Bodyweight | Not Null (calculation fails if measurement is null)
2176 | Adjusted Bodyweight Gain (from GD 6) | No | No | No | Yes | No | Numeric |  | Females Only | Live or Dead | g |  |  | User Defined Formula | Single Occurrence |  |  |  | 1 |  |  |  | A-B | B | Bodyweight on Day 6 | Not Null (calculation fails if measurement is null)
3542 | Adjusted Bodyweight Gain (from GD 7) | No | No | No | Yes | No | Numeric |  | Females Only | Live or Dead | g |  |  | User Defined Formula | Single Occurrence |  |  |  | 1 |  |  |  | A-B | A | Adjusted Bodyweight | Not Null (calculation fails if measurement is null)
3542 | Adjusted Bodyweight Gain (from GD 7) | No | No | No | Yes | No | Numeric |  | Females Only | Live or Dead | g |  |  | User Defined Formula | Single Occurrence |  |  |  | 1 |  |  |  | A-B | B | Bodyweight on Day 7 | Not Null (calculation fails if measurement is null)
1961 | Adrenal (Pr) Terminal BW (mg/g) | No | No | No | Yes | No | Numeric |  | Any Sex | Dead Only | mg/g |  |  | User Defined Formula | Single Occurrence |  |  |  | 2 |  |  |  | (A*1000)/B | A | Adrenal Weight | Not Null (calculation fails if measurement is null)
1961 | Adrenal (Pr) Terminal BW (mg/g) | No | No | No | Yes | No | Numeric |  | Any Sex | Dead Only | mg/g |  |  | User Defined Formula | Single Occurrence |  |  |  | 2 |  |  |  | (A*1000)/B | B | Terminal Bodyweight | Not Null (calculation fails if measurement is null)
3837 | Adrenal gland, left/Brain Weight (%) | No | No | No | Yes | No | Numeric |  | Any Sex | Dead Only | % |  |  | User Defined Formula | Single Occurrence |  |  |  | 4 |  |  |  | A/B*100 | A | Adrenal-Left | Not Null (calculation fails if measurement is null)
3837 | Adrenal gland, left/Brain Weight (%) | No | No | No | Yes | No | Numeric |  | Any Sex | Dead Only | % |  |  | User Defined Formula | Single Occurrence |  |  |  | 4 |  |  |  | A/B*100 | B | Brain Weight | Not Null (calculation fails if measurement is null)
3838 | Adrenal gland, right/Brain Weight (%) | No | No | No | Yes | No | Numeric |  | Any Sex | Dead Only | % |  |  | User Defined Formula | Single Occurrence |  |  |  | 4 |  |  |  | A/B*100 | A | Adrenal Weight, Right | Not Null (calculation fails if measurement is null)
3838 | Adrenal gland, right/Brain Weight (%) | No | No | No | Yes | No | Numeric |  | Any Sex | Dead Only | % |  |  | User Defined Formula | Single Occurrence |  |  |  | 4 |  |  |  | A/B*100 | B | Brain Weight | Not Null (calculation fails if measurement is null)
3836 | Adrenal Glands (PR)/Brain Weight (%) | No | No | No | Yes | No | Numeric |  | Any Sex | Dead Only | % |  |  | User Defined Formula | Single Occurrence |  |  |  | 4 |  |  |  | A/B*100 | A | Adrenal Weight | Not Null (calculation fails if measurement is null)
3836 | Adrenal Glands (PR)/Brain Weight (%) | No | No | No | Yes | No | Numeric |  | Any Sex | Dead Only | % |  |  | User Defined Formula | Single Occurrence |  |  |  | 4 |  |  |  | A/B*100 | B | Brain Weight | Not Null (calculation fails if measurement is null)
1185 | Adrenal Weight | No | No | No | Yes | No | Numeric |  | Any Sex | Dead Only | g |  |  |  | Single Occurrence
1982 | Adrenal Weight, Right | No | No | No | Yes | No | Numeric |  | Any Sex | Dead Only | g |  |  |  | Single Occurrence
2632 | Adrenal, Left Terminal BW (mg/g) | No | No | No | Yes | No | Numeric |  | Any Sex | Live or Dead | mg/g |  |  | User Defined Formula | Single Occurrence |  |  |  | 2 |  |  |  | (A*1000)/B | A | Adrenal-Left | Not Null (calculation fails if measurement is null)
2632 | Adrenal, Left Terminal BW (mg/g) | No | No | No | Yes | No | Numeric |  | Any Sex | Live or Dead | mg/g |  |  | User Defined Formula | Single Occurrence |  |  |  | 2 |  |  |  | (A*1000)/B | B | Terminal Bodyweight | Not Null (calculation fails if measurement is null)
2633 | Adrenal, Right Terminal BW (mg/g) | No | No | No | Yes | No | Numeric |  | Any Sex | Live or Dead | mg/g |  |  | User Defined Formula | Single Occurrence |  |  |  | 2 |  |  |  | (A*1000)/B | A | Adrenal Weight, Right | Not Null (calculation fails if measurement is null)
2633 | Adrenal, Right Terminal BW (mg/g) | No | No | No | Yes | No | Numeric |  | Any Sex | Live or Dead | mg/g |  |  | User Defined Formula | Single Occurrence |  |  |  | 2 |  |  |  | (A*1000)/B | B | Terminal Bodyweight | Not Null (calculation fails if measurement is null)
1981 | Adrenal-Left | No | No | No | Yes | No | Numeric |  | Any Sex | Dead Only | g |  |  |  | Single Occurrence
3329 | Adult Areola/Nipples Present | No | No | No | Yes | No | Boolean (0 No, 1 Yes) |  | Any Sex | Live or Dead |  | Yes | No | User Defined Formula | Single Occurrence | [7 empty] | A>=1 | A | Number of Areolae and Nipples | Not Null (calculation fails if measurement is null)
7421 | Adult HCA Plasma Concentration | No | No | No | Yes | No | Numeric |  | Any Sex | Live or Dead | ng/mL |  |  |  | Single Occurrence
7423 | Adult HCA Plasma LOD | No | No | No | Yes | No | Numeric |  | Any Sex | Live or Dead | ng/mL |  |  |  | Single Occurrence
7422 | Adult HCA Plasma LOQ | No | No | No | Yes | No | Numeric |  | Any Sex | Live or Dead | ng/mL |  |  |  | Single Occurrence
6761 | Adult Plasma Thallium Concentration | No | No | No | Yes | No | Numeric |  | Any Sex | Live or Dead | ng/mL |  |  |  | Single Occurrence
6762 | Adult RBC Thallium Concentration | No | No | No | Yes | No | Numeric |  | Any Sex | Live or Dead | ng/mL |  |  |  | Single Occurrence
3405 | AFC Count 1 | No | No | No | Yes | No | Numeric |  | Any Sex | Live or Dead |  |  |  |  | Single Occurrence
3406 | AFC Count 2 | No | No | No | Yes | No | Numeric |  | Any Sex | Live or Dead |  |  |  |  | Single Occurrence
3409 | AFC per 10^6 Spleen Cells | No | No | No | Yes | No | Numeric |  | Any Sex | Live or Dead |  |  |  | User Defined Formula | Single Occurrence |  |  |  | 0 |  |  |  | ((A*B*C*10)/(C*D))*1000000 | A | Average AFC Count | Not Null (calculation fails if measurement is null)
3409 | AFC per 10^6 Spleen Cells | No | No | No | Yes | No | Numeric |  | Any Sex | Live or Dead |  |  |  | User Defined Formula | Single Occurrence |  |  |  | 0 |  |  |  | ((A*B*C*10)/(C*D))*1000000 | B | Spleen Cell Dilution | Not Null (calculation fails if measurement is null)
3409 | AFC per 10^6 Spleen Cells | No | No | No | Yes | No | Numeric |  | Any Sex | Live or Dead |  |  |  | User Defined Formula | Single Occurrence |  |  |  | 0 |  |  |  | ((A*B*C*10)/(C*D))*1000000 | C | Spleen Cell Suspension Volume | Not Null (calculation fails if measurement is null)
3409 | AFC per 10^6 Spleen Cells | No | No | No | Yes | No | Numeric |  | Any Sex | Live or Dead |  |  |  | User Defined Formula | Single Occurrence |  |  |  | 0 |  |  |  | ((A*B*C*10)/(C*D))*1000000 | D | Spleen Cell Count | Not Null (calculation fails if measurement is null)
3410 | AFC per Spleen | No | No | No | Yes | No | Numeric |  | Any Sex | Live or Dead | x10^2 |  |  | User Defined Formula | Single Occurrence |  |  |  | 0 |  |  |  | (A*B*C*10)/100 | A | Average AFC Count | Not Null (calculation fails if measurement is null)
3410 | AFC per Spleen | No | No | No | Yes | No | Numeric |  | Any Sex | Live or Dead | x10^2 |  |  | User Defined Formula | Single Occurrence |  |  |  | 0 |  |  |  | (A*B*C*10)/100 | B | Spleen Cell Dilution | Not Null (calculation fails if measurement is null)
3410 | AFC per Spleen | No | No | No | Yes | No | Numeric |  | Any Sex | Live or Dead | x10^2 |  |  | User Defined Formula | Single Occurrence |  |  |  | 0 |  |  |  | (A*B*C*10)/100 | C | Spleen Cell Suspension Volume | Not Null (calculation fails if measurement is null)
3361 | AGD Caliper | No | No | No | No | Yes | Numeric |  | Any Sex | Live Only | mm |  |  |  | Specific
1381 | AGD NikonSMZ800 | No | No | No | No | Yes | Numeric |  | Any Sex | Live or Dead | mm |  |  | User Defined Formula | Specific |  |  |  | 2 |  |  |  | A*0.18 | A | Anogenital Distance grid | Not Null (calculation fails if measurement is null)
2461 | AGD Scope Calibration Value | No | No | No | No | Yes | Alphanumeric |  | Any Sex | Live Only |  |  |  |  | Specific
1764 | Alanine aminotransferase | No | No | No | Yes | No | Numeric |  | Any Sex | Live or Dead | IU/L |  |  |  | Single Occurrence
1766 | Albumin | No | No | No | Yes | No | Numeric |  | Any Sex | Live or Dead | g/dL |  |  |  | Single Occurrence
1763 | Alkaline phosphatase | No | No | No | Yes | No | Numeric |  | Any Sex | Live or Dead | IU/L |  |  |  | Single Occurrence
1026 | All Animals Alive? | Yes | No | No | No | No | Alphanumeric | [7 empty] | Specific
184 | All classifications (Do Not Use) | No | No | No | Yes | No | Numeric |  | Females Only | Live or Dead |  |  |  |  | Single Occurrence |  |  |  | 1
7105 | AM Obs Change First Off | No | No | No | Yes | No | Alphanumeric |  | Any Sex | Live or Dead |  |  |  |  | Specific
7085 | AM Obs Change First On | No | No | No | Yes | No | Alphanumeric |  | Any Sex | Live or Dead |  |  |  |  | Specific
7104 | AM Obs Consistent First Off | No | No | No | Yes | No | Alphanumeric |  | Any Sex | Live or Dead |  |  |  |  | Specific
7083 | AM Obs Consistent First On | No | No | No | Yes | No | Alphanumeric |  | Any Sex | Live or Dead |  |  |  |  | Specific
7103 | AM Observation First Off | No | No | No | Yes | No | Alphanumeric |  | Any Sex | Live or Dead |  |  |  |  | Specific
7081 | AM Observation First On | No | No | No | Yes | No | Alphanumeric |  | Any Sex | Live or Dead |  |  |  |  | Specific
5633 | AMNIOTIC FL MBP | No | No | No | Yes | No | Numeric |  | Any Sex | Live or Dead | ng/mL |  |  |  | Specific
5634 | AMNIOTIC FL MBP LOD | No | No | No | Yes | No | Numeric |  | Any Sex | Live or Dead | ng/mL |  |  |  | Specific
5635 | AMNIOTIC FL MBP LOQ | No | No | No | Yes | No | Numeric |  | Any Sex | Live or Dead | ng/mL |  |  |  | Specific
5625 | AMNIOTIC FL MEHP | No | No | No | Yes | No | Numeric |  | Any Sex | Live or Dead | ng/mL |  |  |  | Specific
5624 | AMNIOTIC FL MEHP LOD | No | No | No | Yes | No | Numeric |  | Any Sex | Live or Dead | ng/mL |  |  |  | Specific
5626 | AMNIOTIC FL MEHP LOQ | No | No | No | Yes | No | Numeric |  | Any Sex | Live or Dead | ng/mL |  |  |  | Specific
6584 | Amniotic Fluid MPEP Concentration | No | No | No | Yes | No | Numeric |  | Any Sex | Live or Dead | ng/mL |  |  |  | Single Occurrence
6585 | Amniotic Fluid MPEP Concentration - LOD | No | No | No | Yes | No | Numeric |  | Any Sex | Live or Dead | ng/mL |  |  |  | Single Occurrence
6586 | Amniotic Fluid MPEP Concentration - LOQ | No | No | No | Yes | No | Numeric |  | Any Sex | Live or Dead | ng/mL |  |  |  | Single Occurrence
7164 | Amniotic Fluid NBBS Concentration | No | No | No | Yes | No | Numeric |  | Any Sex | Live or Dead | ng/mL |  |  |  | Single Occurrence
7165 | Amniotic Fluid NBBS LOD | No | No | No | Yes | No | Numeric |  | Any Sex | Live or Dead | ng/mL |  |  |  | Single Occurrence
7166 | Amniotic Fluid NBBS LOQ | No | No | No | Yes | No | Numeric |  | Any Sex | Live or Dead | ng/mL |  |  |  | Single Occurrence
6765 | Amniotic Fluid Thallium Concentration | No | No | No | Yes | No | Numeric |  | Any Sex | Live or Dead | ng/mL |  |  |  | Single Occurrence
4523 | Amplitude of Lateral Head Displacement (IVOS) | No | No | No | Yes | No | Numeric |  | Males Only | Live or Dead | um |  |  |  | Single Occurrence
311 | Animal (and Pup) Weight (at End of Food Period) | No | No | No | Yes | No | Numeric |  | Any Sex | Live or Dead | g |  |  | User Defined Formula | Range | Across Subjects |  |  | 1 |  |  |  | A+B | A | Bodyweight at Food Period Start | Not Null (calculation fails if measurement is null) |  | This is the weight of the Dam and her Litter combined, at the indicated point in the measurement period.
311 | Animal (and Pup) Weight (at End of Food Period) | No | No | No | Yes | No | Numeric |  | Any Sex | Live or Dead | g |  |  | User Defined Formula | Range | Across Subjects |  |  | 1 |  |  |  | A+B | B | Total Pup Food Period Bodyweight (End) | Nullable |  | This is the weight of the Dam and her Litter combined, at the indicated point in the measurement period.
307 | Animal (and Pup) Weight (at End of Water Period) | No | No | No | Yes | No | Numeric |  | Any Sex | Live or Dead | g |  |  | User Defined Formula | Range | Across Subjects |  |  | 1 |  |  |  | A+B | A | Bodyweight at Water Period Start | Not Null (calculation fails if measurement is null) |  | This is the weight of the Dam and her Litter combined, at the indicated point in the measurement period.
307 | Animal (and Pup) Weight (at End of Water Period) | No | No | No | Yes | No | Numeric |  | Any Sex | Live or Dead | g |  |  | User Defined Formula | Range | Across Subjects |  |  | 1 |  |  |  | A+B | B | Total Pup Water Period Bodyweight (End) | Nullable |  | This is the weight of the Dam and her Litter combined, at the indicated point in the measurement period.
308 | Animal (and Pup) Weight (at Food Midpoint) | No | No | No | Yes | No | Numeric |  | Any Sex | Live or Dead | g |  |  | User Defined Formula | Range | Across Subjects |  |  | 1 |  |  |  | A+B | A | Bodyweight at Food Period Midpoint | Not Null (calculation fails if measurement is null) |  | This is the weight of the Dam and her Litter combined, at the indicated point in the measurement period.
308 | Animal (and Pup) Weight (at Food Midpoint) | No | No | No | Yes | No | Numeric |  | Any Sex | Live or Dead | g |  |  | User Defined Formula | Range | Across Subjects |  |  | 1 |  |  |  | A+B | B | Total Pup Food Period Bodyweight (Midpoint) | Nullable |  | This is the weight of the Dam and her Litter combined, at the indicated point in the measurement period.
310 | Animal (and Pup) Weight (at Start of Food Period) | No | No | No | Yes | No | Numeric |  | Any Sex | Live or Dead | g |  |  | User Defined Formula | Range | Across Subjects |  |  | 1 |  |  |  | A+B | A | Bodyweight at Food Period End | Not Null (calculation fails if measurement is null) |  | This is the weight of the Dam and her Litter combined, at the indicated point in the measurement period.
310 | Animal (and Pup) Weight (at Start of Food Period) | No | No | No | Yes | No | Numeric |  | Any Sex | Live or Dead | g |  |  | User Defined Formula | Range | Across Subjects |  |  | 1 |  |  |  | A+B | B | Total Pup Food Period Bodyweight (Start) | Nullable |  | This is the weight of the Dam and her Litter combined, at the indicated point in the measurement period.
306 | Animal (and Pup) Weight (at Start of Water Period) | No | No | No | Yes | No | Numeric |  | Any Sex | Live or Dead | g |  |  | User Defined Formula | Range | Across Subjects |  |  | 1 |  |  |  | A+B | A | Bodyweight at Water Period End | Not Null (calculation fails if measurement is null) |  | This is the weight of the Dam and her Litter combined, at the indicated point in the measurement period.
306 | Animal (and Pup) Weight (at Start of Water Period) | No | No | No | Yes | No | Numeric |  | Any Sex | Live or Dead | g |  |  | User Defined Formula | Range | Across Subjects |  |  | 1 |  |  |  | A+B | B | Total Pup Water Period Bodyweight (Start) | Nullable |  | This is the weight of the Dam and her Litter combined, at the indicated point in the measurement period.
309 | Animal (and Pup) Weight (Mean of Food Period) | No | No | No | Yes | No | Numeric |  | Any Sex | Live or Dead | g |  |  | User Defined Formula | Range | Across Subjects |  |  | 1 |  |  |  | A+B | A | Mean Bodyweight for Food Period | Not Null (calculation fails if measurement is null) |  | This is the weight of the Dam and her Litter combined, at the indicated point in the measurement period.
309 | Animal (and Pup) Weight (Mean of Food Period) | No | No | No | Yes | No | Numeric |  | Any Sex | Live or Dead | g |  |  | User Defined Formula | Range | Across Subjects |  |  | 1 |  |  |  | A+B | B | Total Pup Food Period Bodyweight (Mean) | Nullable |  | This is the weight of the Dam and her Litter combined, at the indicated point in the measurement period.
305 | Animal (and Pup) Weight (Mean of Water Period) | No | No | No | Yes | No | Numeric |  | Any Sex | Live or Dead | g |  |  | User Defined Formula | Range | Across Subjects |  |  | 1 |  |  |  | A+B | A | Mean Bodyweight for Water Period | Not Null (calculation fails if measurement is null) |  | This is the weight of the Dam and her Litter combined, at the indicated point in the measurement period.
305 | Animal (and Pup) Weight (Mean of Water Period) | No | No | No | Yes | No | Numeric |  | Any Sex | Live or Dead | g |  |  | User Defined Formula | Range | Across Subjects |  |  | 1 |  |  |  | A+B | B | Total Pup Water Period Bodyweight (Mean) | Nullable |  | This is the weight of the Dam and her Litter combined, at the indicated point in the measurement period.
1024 | Animal Bled? | Yes | No | No | Yes | No | Alphanumeric |  | Any Sex | Live Only |  |  |  |  | Specific
117 | Animal Completed (Gross) | No | No | No | Yes | No | Boolean (0 No, 1 Yes) |  | Any Sex | Live or Dead |  | Yes | No | Special Calculation | Single Occurrence |  |  |  |  | Gross Pathology Complete
118 | Animal Completed (Histo) | No | No | No | Yes | No | Boolean (0 No, 1 Yes) |  | Any Sex | Live or Dead |  | Yes | No | Special Calculation | Single Occurrence |  |  |  |  | Histo Pathology Complete
1323 | Animal Death Date/Time | No | No | No | Yes | No | Date/Time |  | Any Sex | Live or Dead |  |  |  | Special Calculation | Single Occurrence |  |  |  |  | Animal Death Date
1025 | Animal Fasted? | Yes | No | No | Yes | No | Alphanumeric |  | Any Sex | Live Only |  |  |  |  | Specific
4082 | Animal in >2 days estrus | No | No | No | Yes | No | Boolean (0 No, 1 Yes) |  | Females Only | Live or Dead |  | Yes | No | User Defined Formula | Single Occurrence | [7 empty] | A > 2 | A | Maximum Days in Estrus | Not Null (calculation fails if measurement is null)
4084 | Animal in >4 days diestrus | No | No | No | Yes | No | Boolean (0 No, 1 Yes) |  | Females Only | Live or Dead |  | Yes | No | User Defined Formula | Single Occurrence | [7 empty] | A > 4 | A | Maximum Days in diestrus | Not Null (calculation fails if measurement is null)
116 | Animal Processed in Pathology? | No | No | No | Yes | No | Boolean (0 No, 1 Yes) |  | Any Sex | Live or Dead |  | Yes | No | Special Calculation | Single Occurrence |  |  |  |  | Processed in Pathology
1324 | Animal Removal Day | No | No | No | Yes | No | Numeric |  | Any Sex | Live or Dead |  |  |  | Special Calculation | Single Occurrence |  |  |  | 0 | Special Calc Animal Removal Day
350 | Animal Scheduled Removal | No | No | No | Yes | No | Boolean (0 No, 1 Yes) |  | Any Sex | Live or Dead |  |  |  | Special Calculation | Single Occurrence |  |  |  |  | Animal Removal | [6 empty] | SR
1528 | Animal Sex - Female | No | No | No | Yes | No | Boolean (0 No, 1 Yes) |  | Any Sex | Live or Dead |  | Yes | No | Special Calculation | Single Occurrence |  |  |  |  | Female Animal
1924 | Animal Sex - Male | No | No | No | Yes | No | Boolean (0 No, 1 Yes) |  | Any Sex | Live or Dead |  | Yes | No | Special Calculation | Single Occurrence |  |  |  |  | Male Animal
1068 | Animal Shipped (Immuno) | Yes | No | No | No | No | Alphanumeric | [7 empty] | Specific
349 | Animal Unscheduled Removal | No | No | No | Yes | No | Boolean (0 No, 1 Yes) |  | Any Sex | Live or Dead |  |  |  | Special Calculation | Single Occurrence |  |  |  |  | Animal Removal | [6 empty] | UR
1322 | Animal Unscheduled Removal R | No | No | No | Yes | No | Boolean (0 No, 1 Yes) |  | Any Sex | Live or Dead |  | Yes | No | Special Calculation | Range |  |  |  |  | Survival Analysis Path Removal Reason | [6 empty] | D
1301 | Animal Unscheduled Removal Sp | No | No | No | Yes | No | Boolean (0 No, 1 Yes) |  | Any Sex | Live or Dead |  | Yes | No | Special Calculation | Specific |  |  |  |  | Survival Analysis Path Removal Reason | [6 empty] | D
1921 | Animal Unscheduled Symptom (SO) | No | No | No | Yes | No | Boolean (0 No, 1 Yes) |  | Any Sex | Live or Dead |  | Yes | No | Special Calculation | Single Occurrence |  |  |  |  | Survival Analysis Removal Symptom | [6 empty] | D
1321 | Animal Unscheduled Symptom R | No | No | No | Yes | No | Boolean (0 No, 1 Yes) |  | Any Sex | Live or Dead |  | Yes | No | Special Calculation | Range |  |  |  |  | Survival Analysis Removal Symptom | [6 empty] | D
1302 | Animal Unscheduled Symptom Sp | No | No | No | Yes | No | Boolean (0 No, 1 Yes) |  | Any Sex | Live or Dead |  | Yes | No | Special Calculation | Specific |  |  |  |  | Survival Analysis Removal Symptom | [6 empty] | D
1034 | Animals Marked as No Deliver? | Yes | No | No | No | No | Alphanumeric | [7 empty] | Specific
3683 | Anisocytosis | No | No | No | Yes | No | Alphanumeric |  | Any Sex | Live or Dead |  |  |  |  | Specific
1038 | Anogenital Distance grid | No | No | No | No | Yes | Numeric |  | Any Sex | Live or Dead | grid unit |  |  |  | Specific | [12 empty] | measures microscope grid units
3942 | anti-KLH IgG | No | No | No | Yes | No | Numeric |  | Any Sex | Live or Dead | µg/mL |  |  |  | Specific
4042 | anti-KLH IgG (mouse) | No | No | No | Yes | No | Numeric |  | Any Sex | Live or Dead | U/mL |  |  |  | Specific
3941 | anti-KLH IgM | No | No | No | Yes | No | Numeric |  | Any Sex | Live or Dead | µg/mL |  |  |  | Specific
4041 | anti-KLH IgM (mouse) | No | No | No | Yes | No | Numeric |  | Any Sex | Live or Dead | U/mL |  |  |  | Specific
3411 | anti-SRBC IgM | No | No | No | Yes | No | Numeric |  | Any Sex | Live or Dead | U/mL |  |  |  | Single Occurrence
3625 | anti-SRBC IgM producing B-cells per Spleen | No | No | No | Yes | No | Numeric |  | Any Sex | Live or Dead | x10^3 |  |  | User Defined Formula | Single Occurrence |  |  |  | 1 |  |  |  | ((A/200000)*(B*C))/1000 | A | Average ELISpot Count | Not Null (calculation fails if measurement is null)
3625 | anti-SRBC IgM producing B-cells per Spleen | No | No | No | Yes | No | Numeric |  | Any Sex | Live or Dead | x10^3 |  |  | User Defined Formula | Single Occurrence |  |  |  | 1 |  |  |  | ((A/200000)*(B*C))/1000 | B | Spleen Cell Count | Not Null (calculation fails if measurement is null)
3625 | anti-SRBC IgM producing B-cells per Spleen | No | No | No | Yes | No | Numeric |  | Any Sex | Live or Dead | x10^3 |  |  | User Defined Formula | Single Occurrence |  |  |  | 1 |  |  |  | ((A/200000)*(B*C))/1000 | C | Spleen Cell Suspension Volume | Not Null (calculation fails if measurement is null)
3624 | anti-SRCB IgM producing B-cells per 10^6 spleen cells | No | No | No | Yes | No | Numeric |  | Any Sex | Live or Dead |  |  |  | User Defined Formula | Single Occurrence |  |  |  | 0 |  |  |  | (A*5) | A | Average ELISpot Count | Not Null (calculation fails if measurement is null)
4341 | Antral Follicle Ratio Left Ovary | No | No | No | Yes | No | Numeric |  | Females Only | Live or Dead |  |  |  | User Defined Formula | Single Occurrence |  |  |  | 2 |  |  |  | A / B | A | Total Antral Ovarian Follicles Left Ovary | Not Null (calculation fails if measurement is null)
4341 | Antral Follicle Ratio Left Ovary | No | No | No | Yes | No | Numeric |  | Females Only | Live or Dead |  |  |  | User Defined Formula | Single Occurrence |  |  |  | 2 |  |  |  | A / B | B | Total Ovarian Follicles Left Ovary | Not Null (calculation fails if measurement is null)
4342 | Antral Follicle Ratio Right Ovary | No | No | No | Yes | No | Numeric |  | Females Only | Live or Dead |  |  |  | User Defined Formula | Single Occurrence |  |  |  | 2 |  |  |  | A / B | A | Total Antral Ovarian Follicles Right Ovary | Not Null (calculation fails if measurement is null)
4342 | Antral Follicle Ratio Right Ovary | No | No | No | Yes | No | Numeric |  | Females Only | Live or Dead |  |  |  | User Defined Formula | Single Occurrence |  |  |  | 2 |  |  |  | A / B | B | Total Ovarian Follicles Right Ovary | Not Null (calculation fails if measurement is null)
4291 | Antral Follicles Left Ovary Section 1 | No | No | No | Yes | No | Numeric |  | Females Only | Live or Dead |  |  |  |  | Single Occurrence
4292 | Antral Follicles Left Ovary Section 2 | No | No | No | Yes | No | Numeric |  | Females Only | Live or Dead |  |  |  |  | Single Occurrence
4293 | Antral Follicles Left Ovary Section 3 | No | No | No | Yes | No | Numeric |  | Females Only | Live or Dead |  |  |  |  | Single Occurrence
4294 | Antral Follicles Left Ovary Section 4 | No | No | No | Yes | No | Numeric |  | Females Only | Live or Dead |  |  |  |  | Single Occurrence
4295 | Antral Follicles Left Ovary Section 5 | No | No | No | Yes | No | Numeric |  | Females Only | Live or Dead |  |  |  |  | Single Occurrence
4296 | Antral Follicles Right Ovary Section 1 | No | No | No | Yes | No | Numeric |  | Females Only | Live or Dead |  |  |  |  | Single Occurrence
4297 | Antral Follicles Right Ovary Section 2 | No | No | No | Yes | No | Numeric |  | Females Only | Live or Dead |  |  |  |  | Single Occurrence
4298 | Antral Follicles Right Ovary Section 3 | No | No | No | Yes | No | Numeric |  | Females Only | Live or Dead |  |  |  |  | Single Occurrence
4299 | Antral Follicles Right Ovary Section 4 | No | No | No | Yes | No | Numeric |  | Females Only | Live or Dead |  |  |  |  | Single Occurrence
4300 | Antral Follicles Right Ovary Section 5 | No | No | No | Yes | No | Numeric |  | Females Only | Live or Dead |  |  |  |  | Single Occurrence
6471 | Apparatus 1 Start Time | Yes | No | No | No | No | Alphanumeric | [7 empty] | Specific
6472 | Apparatus 2 Start Time | Yes | No | No | No | No | Alphanumeric | [7 empty] | Specific
6473 | Apparatus 3 Start Time | Yes | No | No | No | No | Alphanumeric | [7 empty] | Specific
6474 | Apparatus 4 Start Time | Yes | No | No | No | No | Alphanumeric | [7 empty] | Specific
84 | Area Counted - Left Eye | No | No | No | Yes | No | Numeric |  | Any Sex | Live or Dead | Square Millimetres |  |  |  | Specific
93 | Area Counted - Right Eye | No | No | No | Yes | No | Numeric |  | Any Sex | Live or Dead | Square Millimetres |  |  |  | Specific
6603 | Area of PV Loop (Hysteresis) | No | No | No | Yes | No | Numeric |  | Any Sex | Live or Dead | mLcmH2O |  |  |  | Specific
5163 | Aromatase | No | No | No | Yes | No | Numeric |  | Any Sex | Live or Dead | pmol/mg/min |  |  |  | Single Occurrence
5164 | Aromatase Protein | No | No | No | Yes | No | Numeric |  | Any Sex | Live or Dead | mg/ml |  |  |  | Single Occurrence
3700 | Aspartate Aminotransferase | No | No | No | Yes | No | Numeric |  | Any Sex | Live or Dead | U/L |  |  |  | Single Occurrence
4344 | Atretic Follicle Ratio Left Ovary | No | No | No | Yes | No | Numeric |  | Females Only | Live or Dead |  |  |  | User Defined Formula | Single Occurrence |  |  |  | 2 |  |  |  | A / B | A | Total Atretic Ovarian Follicles Left Ovary | Not Null (calculation fails if measurement is null)
4344 | Atretic Follicle Ratio Left Ovary | No | No | No | Yes | No | Numeric |  | Females Only | Live or Dead |  |  |  | User Defined Formula | Single Occurrence |  |  |  | 2 |  |  |  | A / B | B | Total Ovarian Follicles Left Ovary | Not Null (calculation fails if measurement is null)
4345 | Atretic Follicle Ratio Right Ovary | No | No | No | Yes | No | Numeric |  | Females Only | Live or Dead |  |  |  | User Defined Formula | Single Occurrence |  |  |  | 2 |  |  |  | A / B | A | Total Atretic Ovarian Follicles Right Ovary | Not Null (calculation fails if measurement is null)
4345 | Atretic Follicle Ratio Right Ovary | No | No | No | Yes | No | Numeric |  | Females Only | Live or Dead |  |  |  | User Defined Formula | Single Occurrence |  |  |  | 2 |  |  |  | A / B | B | Total Ovarian Follicles Right Ovary | Not Null (calculation fails if measurement is null)
4301 | Atretic Follicles Left Ovary Section 1 | No | No | No | Yes | No | Numeric |  | Females Only | Live or Dead |  |  |  |  | Single Occurrence
4302 | Atretic Follicles Left Ovary Section 2 | No | No | No | Yes | No | Numeric |  | Females Only | Live or Dead |  |  |  |  | Single Occurrence
4303 | Atretic Follicles Left Ovary Section 3 | No | No | No | Yes | No | Numeric |  | Females Only | Live or Dead |  |  |  |  | Single Occurrence
4304 | Atretic Follicles Left Ovary Section 4 | No | No | No | Yes | No | Numeric |  | Females Only | Live or Dead |  |  |  |  | Single Occurrence
4305 | Atretic Follicles Left Ovary Section 5 | No | No | No | Yes | No | Numeric |  | Females Only | Live or Dead |  |  |  |  | Single Occurrence
4306 | Atretic Follicles Right Ovary Section 1 | No | No | No | Yes | No | Numeric |  | Females Only | Live or Dead |  |  |  |  | Single Occurrence
4307 | Atretic Follicles Right Ovary Section 2 | No | No | No | Yes | No | Numeric |  | Females Only | Live or Dead |  |  |  |  | Single Occurrence
4308 | Atretic Follicles Right Ovary Section 3 | No | No | No | Yes | No | Numeric |  | Females Only | Live or Dead |  |  |  |  | Single Occurrence
4309 | Atretic Follicles Right Ovary Section 4 | No | No | No | Yes | No | Numeric |  | Females Only | Live or Dead |  |  |  |  | Single Occurrence
4310 | Atretic Follicles Right Ovary Section 5 | No | No | No | Yes | No | Numeric |  | Females Only | Live or Dead |  |  |  |  | Single Occurrence
1064 | Auditory Startle | No | No | No | Yes | Yes | Numeric |  | Any Sex | Live Only |  |  |  |  | Specific
4626 | Average 10:1 CTL | No | No | No | Yes | No | Numeric |  | Any Sex | Live or Dead |  |  |  | User Defined Formula | Single Occurrence |  |  |  | 1 |  |  |  | IIF(A IS NOTHING AND B IS NOTHING AND C IS NOTHING,NOTHING,AVG(A,B,C)) | A | 10:1 CTL1 | Nullable
4626 | Average 10:1 CTL | No | No | No | Yes | No | Numeric |  | Any Sex | Live or Dead |  |  |  | User Defined Formula | Single Occurrence |  |  |  | 1 |  |  |  | IIF(A IS NOTHING AND B IS NOTHING AND C IS NOTHING,NOTHING,AVG(A,B,C)) | B | 10:1 CTL2 | Nullable
4626 | Average 10:1 CTL | No | No | No | Yes | No | Numeric |  | Any Sex | Live or Dead |  |  |  | User Defined Formula | Single Occurrence |  |  |  | 1 |  |  |  | IIF(A IS NOTHING AND B IS NOTHING AND C IS NOTHING,NOTHING,AVG(A,B,C)) | C | 10:1 CTL3 | Nullable
4611 | Average 10:1 NK | No | No | No | Yes | No | Numeric |  | Any Sex | Live or Dead |  |  |  | User Defined Formula | Single Occurrence |  |  |  | 1 |  |  |  | IIF(A IS NOTHING AND B IS NOTHING AND C IS NOTHING,NOTHING,AVG(A,B,C)) | A | 10:1 NK1 | Nullable
4611 | Average 10:1 NK | No | No | No | Yes | No | Numeric |  | Any Sex | Live or Dead |  |  |  | User Defined Formula | Single Occurrence |  |  |  | 1 |  |  |  | IIF(A IS NOTHING AND B IS NOTHING AND C IS NOTHING,NOTHING,AVG(A,B,C)) | B | 10:1 NK2 | Nullable
4611 | Average 10:1 NK | No | No | No | Yes | No | Numeric |  | Any Sex | Live or Dead |  |  |  | User Defined Formula | Single Occurrence |  |  |  | 1 |  |  |  | IIF(A IS NOTHING AND B IS NOTHING AND C IS NOTHING,NOTHING,AVG(A,B,C)) | C | 10:1 NK3 | Nullable
3816 | Average 12.5:1 CTL | No | No | No | Yes | No | Numeric |  | Any Sex | Live or Dead |  |  |  | User Defined Formula | Single Occurrence |  |  |  | 1 |  |  |  | IIF(A IS NOTHING AND B IS NOTHING AND C IS NOTHING,NOTHING,AVG(A,B,C)) | A | 12.5:1 CTL1 | Nullable
3816 | Average 12.5:1 CTL | No | No | No | Yes | No | Numeric |  | Any Sex | Live or Dead |  |  |  | User Defined Formula | Single Occurrence |  |  |  | 1 |  |  |  | IIF(A IS NOTHING AND B IS NOTHING AND C IS NOTHING,NOTHING,AVG(A,B,C)) | B | 12.5:1 CTL2 | Nullable
3816 | Average 12.5:1 CTL | No | No | No | Yes | No | Numeric |  | Any Sex | Live or Dead |  |  |  | User Defined Formula | Single Occurrence |  |  |  | 1 |  |  |  | IIF(A IS NOTHING AND B IS NOTHING AND C IS NOTHING,NOTHING,AVG(A,B,C)) | C | 12.5:1 CTL3 | Nullable
3786 | Average 12.5:1 NK | No | No | No | Yes | No | Numeric |  | Any Sex | Live or Dead |  |  |  | User Defined Formula | Single Occurrence |  |  |  | 1 |  |  |  | IIF(A IS NOTHING AND B IS NOTHING AND C IS NOTHING,NOTHING,AVG(A,B,C)) | A | 12.5:1 NK1 | Nullable
3786 | Average 12.5:1 NK | No | No | No | Yes | No | Numeric |  | Any Sex | Live or Dead |  |  |  | User Defined Formula | Single Occurrence |  |  |  | 1 |  |  |  | IIF(A IS NOTHING AND B IS NOTHING AND C IS NOTHING,NOTHING,AVG(A,B,C)) | B | 12.5:1 NK2 | Nullable
3786 | Average 12.5:1 NK | No | No | No | Yes | No | Numeric |  | Any Sex | Live or Dead |  |  |  | User Defined Formula | Single Occurrence |  |  |  | 1 |  |  |  | IIF(A IS NOTHING AND B IS NOTHING AND C IS NOTHING,NOTHING,AVG(A,B,C)) | C | 12.5:1 NK3 | Nullable
4625 | Average 20:1 CTL | No | No | No | Yes | No | Numeric |  | Any Sex | Live or Dead |  |  |  | User Defined Formula | Single Occurrence |  |  |  | 1 |  |  |  | IIF(A IS NOTHING AND B IS NOTHING AND C IS NOTHING,NOTHING,AVG(A,B,C)) | A | 20:1 CTL1 | Nullable
4625 | Average 20:1 CTL | No | No | No | Yes | No | Numeric |  | Any Sex | Live or Dead |  |  |  | User Defined Formula | Single Occurrence |  |  |  | 1 |  |  |  | IIF(A IS NOTHING AND B IS NOTHING AND C IS NOTHING,NOTHING,AVG(A,B,C)) | B | 20:1 CTL2 | Nullable
4625 | Average 20:1 CTL | No | No | No | Yes | No | Numeric |  | Any Sex | Live or Dead |  |  |  | User Defined Formula | Single Occurrence |  |  |  | 1 |  |  |  | IIF(A IS NOTHING AND B IS NOTHING AND C IS NOTHING,NOTHING,AVG(A,B,C)) | C | 20:1 CTL3 | Nullable
4610 | Average 20:1 NK | No | No | No | Yes | No | Numeric |  | Any Sex | Live or Dead |  |  |  | User Defined Formula | Single Occurrence |  |  |  | 1 |  |  |  | IIF(A IS NOTHING AND B IS NOTHING AND C IS NOTHING,NOTHING,AVG(A,B,C)) | A | 20:1 NK1 | Nullable
4610 | Average 20:1 NK | No | No | No | Yes | No | Numeric |  | Any Sex | Live or Dead |  |  |  | User Defined Formula | Single Occurrence |  |  |  | 1 |  |  |  | IIF(A IS NOTHING AND B IS NOTHING AND C IS NOTHING,NOTHING,AVG(A,B,C)) | B | 20:1 NK2 | Nullable
4610 | Average 20:1 NK | No | No | No | Yes | No | Numeric |  | Any Sex | Live or Dead |  |  |  | User Defined Formula | Single Occurrence |  |  |  | 1 |  |  |  | IIF(A IS NOTHING AND B IS NOTHING AND C IS NOTHING,NOTHING,AVG(A,B,C)) | C | 20:1 NK3 | Nullable
3815 | Average 25:1 CTL | No | No | No | Yes | No | Numeric |  | Any Sex | Live or Dead |  |  |  | User Defined Formula | Single Occurrence |  |  |  | 1 |  |  |  | IIF(A IS NOTHING AND B IS NOTHING AND C IS NOTHING,NOTHING,AVG(A,B,C)) | A | 25:1 CTL1 | Nullable
3815 | Average 25:1 CTL | No | No | No | Yes | No | Numeric |  | Any Sex | Live or Dead |  |  |  | User Defined Formula | Single Occurrence |  |  |  | 1 |  |  |  | IIF(A IS NOTHING AND B IS NOTHING AND C IS NOTHING,NOTHING,AVG(A,B,C)) | B | 25:1 CTL2 | Nullable
3815 | Average 25:1 CTL | No | No | No | Yes | No | Numeric |  | Any Sex | Live or Dead |  |  |  | User Defined Formula | Single Occurrence |  |  |  | 1 |  |  |  | IIF(A IS NOTHING AND B IS NOTHING AND C IS NOTHING,NOTHING,AVG(A,B,C)) | C | 25:1 CTL3 | Nullable
3785 | Average 25:1 NK | No | No | No | Yes | No | Numeric |  | Any Sex | Live or Dead |  |  |  | User Defined Formula | Single Occurrence |  |  |  | 1 |  |  |  | IIF(A IS NOTHING AND B IS NOTHING AND C IS NOTHING,NOTHING,AVG(A,B,C)) | A | 25:1 NK1 | Nullable
3785 | Average 25:1 NK | No | No | No | Yes | No | Numeric |  | Any Sex | Live or Dead |  |  |  | User Defined Formula | Single Occurrence |  |  |  | 1 |  |  |  | IIF(A IS NOTHING AND B IS NOTHING AND C IS NOTHING,NOTHING,AVG(A,B,C)) | B | 25:1 NK2 | Nullable
3785 | Average 25:1 NK | No | No | No | Yes | No | Numeric |  | Any Sex | Live or Dead |  |  |  | User Defined Formula | Single Occurrence |  |  |  | 1 |  |  |  | IIF(A IS NOTHING AND B IS NOTHING AND C IS NOTHING,NOTHING,AVG(A,B,C)) | C | 25:1 NK3 | Nullable
3814 | Average 50:1 CTL | No | No | No | Yes | No | Numeric |  | Any Sex | Live or Dead |  |  |  | User Defined Formula | Single Occurrence |  |  |  | 1 |  |  |  | IIF(A IS NOTHING AND B IS NOTHING AND C IS NOTHING,NOTHING,AVG(A,B,C)) | A | 50:1 CTL1 | Nullable
3814 | Average 50:1 CTL | No | No | No | Yes | No | Numeric |  | Any Sex | Live or Dead |  |  |  | User Defined Formula | Single Occurrence |  |  |  | 1 |  |  |  | IIF(A IS NOTHING AND B IS NOTHING AND C IS NOTHING,NOTHING,AVG(A,B,C)) | B | 50:1 CTL2 | Nullable
3814 | Average 50:1 CTL | No | No | No | Yes | No | Numeric |  | Any Sex | Live or Dead |  |  |  | User Defined Formula | Single Occurrence |  |  |  | 1 |  |  |  | IIF(A IS NOTHING AND B IS NOTHING AND C IS NOTHING,NOTHING,AVG(A,B,C)) | C | 50:1 CTL3 | Nullable
3784 | Average 50:1 NK | No | No | No | Yes | No | Numeric |  | Any Sex | Live or Dead |  |  |  | User Defined Formula | Single Occurrence |  |  |  | 1 |  |  |  | IIF(A IS NOTHING AND B IS NOTHING AND C IS NOTHING,NOTHING,AVG(A,B,C)) | A | 50:1 NK1 | Nullable
3784 | Average 50:1 NK | No | No | No | Yes | No | Numeric |  | Any Sex | Live or Dead |  |  |  | User Defined Formula | Single Occurrence |  |  |  | 1 |  |  |  | IIF(A IS NOTHING AND B IS NOTHING AND C IS NOTHING,NOTHING,AVG(A,B,C)) | B | 50:1 NK2 | Nullable
3784 | Average 50:1 NK | No | No | No | Yes | No | Numeric |  | Any Sex | Live or Dead |  |  |  | User Defined Formula | Single Occurrence |  |  |  | 1 |  |  |  | IIF(A IS NOTHING AND B IS NOTHING AND C IS NOTHING,NOTHING,AVG(A,B,C)) | C | 50:1 NK3 | Nullable
4627 | Average 5:1 CTL | No | No | No | Yes | No | Numeric |  | Any Sex | Live or Dead |  |  |  | User Defined Formula | Single Occurrence |  |  |  | 1 |  |  |  | IIF(A IS NOTHING AND B IS NOTHING AND C IS NOTHING,NOTHING,AVG(A,B,C)) | A | 5:1 CTL1 | Nullable
4627 | Average 5:1 CTL | No | No | No | Yes | No | Numeric |  | Any Sex | Live or Dead |  |  |  | User Defined Formula | Single Occurrence |  |  |  | 1 |  |  |  | IIF(A IS NOTHING AND B IS NOTHING AND C IS NOTHING,NOTHING,AVG(A,B,C)) | B | 5:1 CTL2 | Nullable
4627 | Average 5:1 CTL | No | No | No | Yes | No | Numeric |  | Any Sex | Live or Dead |  |  |  | User Defined Formula | Single Occurrence |  |  |  | 1 |  |  |  | IIF(A IS NOTHING AND B IS NOTHING AND C IS NOTHING,NOTHING,AVG(A,B,C)) | C | 5:1 CTL3 | Nullable
4612 | Average 5:1 NK | No | No | No | Yes | No | Numeric |  | Any Sex | Live or Dead |  |  |  | User Defined Formula | Single Occurrence |  |  |  | 1 |  |  |  | IIF(A IS NOTHING AND B IS NOTHING AND C IS NOTHING,NOTHING,AVG(A,B,C)) | A | 5:1 NK1 | Nullable
4612 | Average 5:1 NK | No | No | No | Yes | No | Numeric |  | Any Sex | Live or Dead |  |  |  | User Defined Formula | Single Occurrence |  |  |  | 1 |  |  |  | IIF(A IS NOTHING AND B IS NOTHING AND C IS NOTHING,NOTHING,AVG(A,B,C)) | B | 5:1 NK2 | Nullable
4612 | Average 5:1 NK | No | No | No | Yes | No | Numeric |  | Any Sex | Live or Dead |  |  |  | User Defined Formula | Single Occurrence |  |  |  | 1 |  |  |  | IIF(A IS NOTHING AND B IS NOTHING AND C IS NOTHING,NOTHING,AVG(A,B,C)) | C | 5:1 NK3 | Nullable
5764 | Average 6.25:1 NK | No | No | No | Yes | No | Numeric |  | Any Sex | Live or Dead |  |  |  | User Defined Formula | Single Occurrence |  |  |  | 1 |  |  |  | IIF(A IS NOTHING AND B IS NOTHING AND C IS NOTHING,NOTHING,AVG(A,B,C)) | A | 6.25:1 NK1 | Nullable
5764 | Average 6.25:1 NK | No | No | No | Yes | No | Numeric |  | Any Sex | Live or Dead |  |  |  | User Defined Formula | Single Occurrence |  |  |  | 1 |  |  |  | IIF(A IS NOTHING AND B IS NOTHING AND C IS NOTHING,NOTHING,AVG(A,B,C)) | B | 6.25:1 NK2 | Nullable
5764 | Average 6.25:1 NK | No | No | No | Yes | No | Numeric |  | Any Sex | Live or Dead |  |  |  | User Defined Formula | Single Occurrence |  |  |  | 1 |  |  |  | IIF(A IS NOTHING AND B IS NOTHING AND C IS NOTHING,NOTHING,AVG(A,B,C)) | C | 6.25:1 NK3 | Nullable
3408 | Average AFC Count | No | No | No | Yes | No | Numeric |  | Any Sex | Live or Dead |  |  |  | User Defined Formula | Single Occurrence |  |  |  | 0 |  |  |  | IIF(A IS NOTHING AND B IS NOTHING,NOTHING,AVG(A,B)) | A | AFC Count 1 | Nullable
3408 | Average AFC Count | No | No | No | Yes | No | Numeric |  | Any Sex | Live or Dead |  |  |  | User Defined Formula | Single Occurrence |  |  |  | 0 |  |  |  | IIF(A IS NOTHING AND B IS NOTHING,NOTHING,AVG(A,B)) | B | AFC Count 2 | Nullable
3223 | Average Blank DPM (Lymph Node) | No | No | No | Yes | No | Numeric |  | Any Sex | Live or Dead |  |  |  | User Defined Formula | Single Occurrence |  |  |  | 1 |  |  |  | (A+B+C+D)/4 | A | Blank DPM-1 (Lymph Node) | Not Null (calculation fails if measurement is null)
3223 | Average Blank DPM (Lymph Node) | No | No | No | Yes | No | Numeric |  | Any Sex | Live or Dead |  |  |  | User Defined Formula | Single Occurrence |  |  |  | 1 |  |  |  | (A+B+C+D)/4 | B | Blank DPM-2 (Lymph Node) | Not Null (calculation fails if measurement is null)
3223 | Average Blank DPM (Lymph Node) | No | No | No | Yes | No | Numeric |  | Any Sex | Live or Dead |  |  |  | User Defined Formula | Single Occurrence |  |  |  | 1 |  |  |  | (A+B+C+D)/4 | C | Blank DPM-3 (Lymph Node) | Not Null (calculation fails if measurement is null)
3223 | Average Blank DPM (Lymph Node) | No | No | No | Yes | No | Numeric |  | Any Sex | Live or Dead |  |  |  | User Defined Formula | Single Occurrence |  |  |  | 1 |  |  |  | (A+B+C+D)/4 | D | Blank DPM-4 (Lymph Node) | Not Null (calculation fails if measurement is null)
6321 | Average Count (FLOW) | No | No | No | Yes | No | Numeric |  | Any Sex | Live or Dead |  |  |  | User Defined Formula | Single Occurrence |  |  |  | 1 |  |  |  | IIF(A IS NOTHING AND B IS NOTHING,NOTHING,AVG(A,B)) | A | Count A | Nullable
6321 | Average Count (FLOW) | No | No | No | Yes | No | Numeric |  | Any Sex | Live or Dead |  |  |  | User Defined Formula | Single Occurrence |  |  |  | 1 |  |  |  | IIF(A IS NOTHING AND B IS NOTHING,NOTHING,AVG(A,B)) | B | Count B | Nullable
3207 | Average Ear Punch Weight | No | No | No | Yes | No | Numeric |  | Any Sex | Live or Dead | mg |  |  | User Defined Formula | Single Occurrence |  |  |  | 1 |  |  |  | IIF(A IS NOTHING AND B IS NOTHING,NOTHING,AVG(A,B)) | A | Right Ear Punch Weight (conv) | Nullable
3207 | Average Ear Punch Weight | No | No | No | Yes | No | Numeric |  | Any Sex | Live or Dead | mg |  |  | User Defined Formula | Single Occurrence |  |  |  | 1 |  |  |  | IIF(A IS NOTHING AND B IS NOTHING,NOTHING,AVG(A,B)) | B | Left Ear Punch Weight (conv) | Nullable
3201 | Average Ear Thickness Day 1 | No | No | No | Yes | No | Numeric |  | Any Sex | Live or Dead | 10^-2 mm |  |  | User Defined Formula | Single Occurrence |  |  |  | 1 |  |  |  | IIF(A IS NOTHING AND B IS NOTHING AND C IS NOTHING AND D IS NOTHING,NOTHING,AVG(A,B,C,D)) | A | Right Ear Thickness-1 Day 1 (conv) | Nullable
3201 | Average Ear Thickness Day 1 | No | No | No | Yes | No | Numeric |  | Any Sex | Live or Dead | 10^-2 mm |  |  | User Defined Formula | Single Occurrence |  |  |  | 1 |  |  |  | IIF(A IS NOTHING AND B IS NOTHING AND C IS NOTHING AND D IS NOTHING,NOTHING,AVG(A,B,C,D)) | B | Right Ear Thickness-2 Day 1 (conv) | Nullable
3201 | Average Ear Thickness Day 1 | No | No | No | Yes | No | Numeric |  | Any Sex | Live or Dead | 10^-2 mm |  |  | User Defined Formula | Single Occurrence |  |  |  | 1 |  |  |  | IIF(A IS NOTHING AND B IS NOTHING AND C IS NOTHING AND D IS NOTHING,NOTHING,AVG(A,B,C,D)) | C | Left Ear Thickness-1 Day 1 (conv) | Nullable
3201 | Average Ear Thickness Day 1 | No | No | No | Yes | No | Numeric |  | Any Sex | Live or Dead | 10^-2 mm |  |  | User Defined Formula | Single Occurrence |  |  |  | 1 |  |  |  | IIF(A IS NOTHING AND B IS NOTHING AND C IS NOTHING AND D IS NOTHING,NOTHING,AVG(A,B,C,D)) | D | Left Ear Thickness-2 Day 1 (conv) | Nullable
3250 | Average Ear Thickness Day 3 | No | No | No | Yes | No | Numeric |  | Any Sex | Live or Dead | 10^-2 mm |  |  | User Defined Formula | Single Occurrence |  |  |  | 1 |  |  |  | IIF(A IS NOTHING AND B IS NOTHING AND C IS NOTHING AND D IS NOTHING,NOTHING,AVG(A,B,C,D)) | A | Right Ear Thickness-1 Day 3 (conv) | Nullable
3250 | Average Ear Thickness Day 3 | No | No | No | Yes | No | Numeric |  | Any Sex | Live or Dead | 10^-2 mm |  |  | User Defined Formula | Single Occurrence |  |  |  | 1 |  |  |  | IIF(A IS NOTHING AND B IS NOTHING AND C IS NOTHING AND D IS NOTHING,NOTHING,AVG(A,B,C,D)) | B | Right Ear Thickness-2 Day 3 (conv) | Nullable
3250 | Average Ear Thickness Day 3 | No | No | No | Yes | No | Numeric |  | Any Sex | Live or Dead | 10^-2 mm |  |  | User Defined Formula | Single Occurrence |  |  |  | 1 |  |  |  | IIF(A IS NOTHING AND B IS NOTHING AND C IS NOTHING AND D IS NOTHING,NOTHING,AVG(A,B,C,D)) | C | Left Ear Thickness-1 Day 3 (conv) | Nullable
3250 | Average Ear Thickness Day 3 | No | No | No | Yes | No | Numeric |  | Any Sex | Live or Dead | 10^-2 mm |  |  | User Defined Formula | Single Occurrence |  |  |  | 1 |  |  |  | IIF(A IS NOTHING AND B IS NOTHING AND C IS NOTHING AND D IS NOTHING,NOTHING,AVG(A,B,C,D)) | D | Left Ear Thickness-2 Day 3 (conv) | Nullable
3202 | Average Ear Thickness Day 6 | No | No | No | Yes | No | Numeric |  | Any Sex | Live or Dead | 10^-2 mm |  |  | User Defined Formula | Single Occurrence |  |  |  | 1 |  |  |  | IIF(A IS NOTHING AND B IS NOTHING AND C IS NOTHING AND D IS NOTHING,NOTHING,AVG(A,B,C,D)) | A | Right Ear Thickness-1 Day 6 (conv) | Nullable
3202 | Average Ear Thickness Day 6 | No | No | No | Yes | No | Numeric |  | Any Sex | Live or Dead | 10^-2 mm |  |  | User Defined Formula | Single Occurrence |  |  |  | 1 |  |  |  | IIF(A IS NOTHING AND B IS NOTHING AND C IS NOTHING AND D IS NOTHING,NOTHING,AVG(A,B,C,D)) | B | Right Ear Thickness-2 Day 6 (conv) | Nullable
3202 | Average Ear Thickness Day 6 | No | No | No | Yes | No | Numeric |  | Any Sex | Live or Dead | 10^-2 mm |  |  | User Defined Formula | Single Occurrence |  |  |  | 1 |  |  |  | IIF(A IS NOTHING AND B IS NOTHING AND C IS NOTHING AND D IS NOTHING,NOTHING,AVG(A,B,C,D)) | C | Left Ear Thickness-1 Day 6 (conv) | Nullable
3202 | Average Ear Thickness Day 6 | No | No | No | Yes | No | Numeric |  | Any Sex | Live or Dead | 10^-2 mm |  |  | User Defined Formula | Single Occurrence |  |  |  | 1 |  |  |  | IIF(A IS NOTHING AND B IS NOTHING AND C IS NOTHING AND D IS NOTHING,NOTHING,AVG(A,B,C,D)) | D | Left Ear Thickness-2 Day 6 (conv) | Nullable
6304 | Average EdU MFI | No | No | No | Yes | No | Numeric |  | Any Sex | Live or Dead |  |  |  | User Defined Formula | Single Occurrence |  |  |  | 3 |  |  |  | IIF(A IS NOTHING AND B IS NOTHING,NOTHING,AVG(A,B)) | A | EdU MFI A (FLOW) | Nullable
6304 | Average EdU MFI | No | No | No | Yes | No | Numeric |  | Any Sex | Live or Dead |  |  |  | User Defined Formula | Single Occurrence |  |  |  | 3 |  |  |  | IIF(A IS NOTHING AND B IS NOTHING,NOTHING,AVG(A,B)) | B | EdU MFI B (FLOW) | Nullable
3623 | Average ELISpot Count | No | No | No | Yes | No | Numeric |  | Any Sex | Live or Dead |  |  |  | User Defined Formula | Single Occurrence |  |  |  | 0 |  |  |  | IIF(A IS NOTHING AND B IS NOTHING,NOTHING,AVG(A,B)) | A | ELISpot Count 1 | Nullable
3623 | Average ELISpot Count | No | No | No | Yes | No | Numeric |  | Any Sex | Live or Dead |  |  |  | User Defined Formula | Single Occurrence |  |  |  | 0 |  |  |  | IIF(A IS NOTHING AND B IS NOTHING,NOTHING,AVG(A,B)) | B | ELISpot Count 2 | Nullable
2021 | Average Footsplay | No | No | No | Yes | No | Numeric |  | Any Sex | Live or Dead | cm |  |  | User Defined Formula | Specific |  |  |  | 1 |  |  |  | IIF(A IS NOTHING AND B IS NOTHING AND C IS NOTHING,NOTHING,AVG(A,B,C)) | A | Footsplay trial 1 | Nullable
2021 | Average Footsplay | No | No | No | Yes | No | Numeric |  | Any Sex | Live or Dead | cm |  |  | User Defined Formula | Specific |  |  |  | 1 |  |  |  | IIF(A IS NOTHING AND B IS NOTHING AND C IS NOTHING,NOTHING,AVG(A,B,C)) | B | Footsplay trial 2 | Nullable
2021 | Average Footsplay | No | No | No | Yes | No | Numeric |  | Any Sex | Live or Dead | cm |  |  | User Defined Formula | Specific |  |  |  | 1 |  |  |  | IIF(A IS NOTHING AND B IS NOTHING AND C IS NOTHING,NOTHING,AVG(A,B,C)) | C | Footsplay trial 3 | Nullable
2022 | Average Forelimb Grip Strength | No | No | No | Yes | No | Numeric |  | Any Sex | Live or Dead | Kgf |  |  | User Defined Formula | Specific |  |  |  | 3 |  |  |  | IIF(A IS NOTHING AND B IS NOTHING AND C IS NOTHING,NOTHING,AVG(A,B,C)) | A | Forelimb Grip Strength trial 1 | Nullable
2022 | Average Forelimb Grip Strength | No | No | No | Yes | No | Numeric |  | Any Sex | Live or Dead | Kgf |  |  | User Defined Formula | Specific |  |  |  | 3 |  |  |  | IIF(A IS NOTHING AND B IS NOTHING AND C IS NOTHING,NOTHING,AVG(A,B,C)) | B | Forelimb Grip Strength trial 2 | Nullable
2022 | Average Forelimb Grip Strength | No | No | No | Yes | No | Numeric |  | Any Sex | Live or Dead | Kgf |  |  | User Defined Formula | Specific |  |  |  | 3 |  |  |  | IIF(A IS NOTHING AND B IS NOTHING AND C IS NOTHING,NOTHING,AVG(A,B,C)) | C | Forelimb Grip Strength trial 3 | Nullable
203 | Average Grade | No | No | No | Yes | No | Special Alpha |  | Any Sex | Live or Dead |  |  |  |  | Specific
2023 | Average Hindlimb Grip Strength | No | No | No | Yes | No | Numeric |  | Any Sex | Live or Dead | Kgf |  |  | User Defined Formula | Specific |  |  |  | 3 |  |  |  | IIF(A IS NOTHING AND B IS NOTHING AND C IS NOTHING,NOTHING,AVG(A,B,C)) | A | Hind limb Grip Strength trial 1 | Nullable
2023 | Average Hindlimb Grip Strength | No | No | No | Yes | No | Numeric |  | Any Sex | Live or Dead | Kgf |  |  | User Defined Formula | Specific |  |  |  | 3 |  |  |  | IIF(A IS NOTHING AND B IS NOTHING AND C IS NOTHING,NOTHING,AVG(A,B,C)) | B | Hind limb Grip Strength trial 2 | Nullable
2023 | Average Hindlimb Grip Strength | No | No | No | Yes | No | Numeric |  | Any Sex | Live or Dead | Kgf |  |  | User Defined Formula | Specific |  |  |  | 3 |  |  |  | IIF(A IS NOTHING AND B IS NOTHING AND C IS NOTHING,NOTHING,AVG(A,B,C)) | C | Hind limb Grip Strength trial 3 | Nullable
4121 | Average Live Female Pup Weight PND 1 | No | No | No | Yes | No | Numeric |  | Females Only | Live or Dead |  |  |  | User Defined Formula | Single Occurrence |  |  |  | 2 |  |  |  | A/B | A | Whole Litter Live Female Pup Weight PND 1 | Not Null (calculation fails if measurement is null)
4121 | Average Live Female Pup Weight PND 1 | No | No | No | Yes | No | Numeric |  | Females Only | Live or Dead |  |  |  | User Defined Formula | Single Occurrence |  |  |  | 2 |  |  |  | A/B | B | WLSS-Live Females on Day 1 | Not Null (calculation fails if measurement is null)
4102 | Average Live Male Pup Weight PND 1 | No | No | No | Yes | No | Numeric |  | Females Only | Live or Dead |  |  |  | User Defined Formula | Single Occurrence |  |  |  | 2 |  |  |  | A/B | A | Whole Litter Live Male Pup Weight PND 1 | Not Null (calculation fails if measurement is null)
4102 | Average Live Male Pup Weight PND 1 | No | No | No | Yes | No | Numeric |  | Females Only | Live or Dead |  |  |  | User Defined Formula | Single Occurrence |  |  |  | 2 |  |  |  | A/B | B | WLSS-Live Males on Day 1 | Not Null (calculation fails if measurement is null)
2403 | Average Path Velocity (IVOS) | No | No | No | Yes | No | Numeric |  | Males Only | Live or Dead | um/second |  |  |  | Single Occurrence
3950 | Average Stim | No | No | No | Yes | No | Numeric |  | Any Sex | Live or Dead |  |  |  | User Defined Formula | Single Occurrence |  |  |  | 3 |  |  |  | IIF(A IS NOTHING AND B IS NOTHING AND C IS NOTHING,NOTHING,AVG(A,B,C)) | A | Stim 1 | Nullable
3950 | Average Stim | No | No | No | Yes | No | Numeric |  | Any Sex | Live or Dead |  |  |  | User Defined Formula | Single Occurrence |  |  |  | 3 |  |  |  | IIF(A IS NOTHING AND B IS NOTHING AND C IS NOTHING,NOTHING,AVG(A,B,C)) | B | Stim 2 | Nullable
3950 | Average Stim | No | No | No | Yes | No | Numeric |  | Any Sex | Live or Dead |  |  |  | User Defined Formula | Single Occurrence |  |  |  | 3 |  |  |  | IIF(A IS NOTHING AND B IS NOTHING AND C IS NOTHING,NOTHING,AVG(A,B,C)) | C | Stim 3 | Nullable
3951 | Average Unstim | No | No | No | Yes | No | Numeric |  | Any Sex | Live or Dead |  |  |  | User Defined Formula | Single Occurrence |  |  |  | 3 |  |  |  | IIF(A IS NOTHING AND B IS NOTHING AND C IS NOTHING,NOTHING,AVG(A,B,C)) | A | Unstim 1 | Nullable
3951 | Average Unstim | No | No | No | Yes | No | Numeric |  | Any Sex | Live or Dead |  |  |  | User Defined Formula | Single Occurrence |  |  |  | 3 |  |  |  | IIF(A IS NOTHING AND B IS NOTHING AND C IS NOTHING,NOTHING,AVG(A,B,C)) | B | Unstim 2 | Nullable
3951 | Average Unstim | No | No | No | Yes | No | Numeric |  | Any Sex | Live or Dead |  |  |  | User Defined Formula | Single Occurrence |  |  |  | 3 |  |  |  | IIF(A IS NOTHING AND B IS NOTHING AND C IS NOTHING,NOTHING,AVG(A,B,C)) | C | Unstim 3 | Nullable
3445 | B-cells | No | No | No | Yes | No | Numeric |  | Any Sex | Live or Dead |  |  |  |  | Single Occurrence
3478 | B-cells per spleen | No | No | No | Yes | No | Numeric |  | Any Sex | Live or Dead | cells/spleen |  |  | User Defined Formula | Single Occurrence |  |  |  | 0 |  |  |  | (A*B*C) | A | B-cells | Not Null (calculation fails if measurement is null)
3478 | B-cells per spleen | No | No | No | Yes | No | Numeric |  | Any Sex | Live or Dead | cells/spleen |  |  | User Defined Formula | Single Occurrence |  |  |  | 0 |  |  |  | (A*B*C) | B | Total Number of Spleen Cells | Not Null (calculation fails if measurement is null)
3478 | B-cells per spleen | No | No | No | Yes | No | Numeric |  | Any Sex | Live or Dead | cells/spleen |  |  | User Defined Formula | Single Occurrence |  |  |  | 0 |  |  |  | (A*B*C) | C | Total Lymphocytes | Not Null (calculation fails if measurement is null)
3469 | B-cells x10^6/spleen | No | No | No | Yes | No | Numeric |  | Any Sex | Live or Dead | x10^6/spleen |  |  | User Defined Formula | Single Occurrence |  |  |  | 2 |  |  |  | (A*B*C)/1000000 | A | B-cells | Not Null (calculation fails if measurement is null)
3469 | B-cells x10^6/spleen | No | No | No | Yes | No | Numeric |  | Any Sex | Live or Dead | x10^6/spleen |  |  | User Defined Formula | Single Occurrence |  |  |  | 2 |  |  |  | (A*B*C)/1000000 | B | Total Number of Spleen Cells | Not Null (calculation fails if measurement is null)
3469 | B-cells x10^6/spleen | No | No | No | Yes | No | Numeric |  | Any Sex | Live or Dead | x10^6/spleen |  |  | User Defined Formula | Single Occurrence |  |  |  | 2 |  |  |  | (A*B*C)/1000000 | C | Total Lymphocytes | Not Null (calculation fails if measurement is null)
3881 | Balance Calibration Due Date | Yes | No | No | No | No | Alphanumeric | [7 empty] | Specific
2001 | Balance Set Used | Yes | No | No | No | No | Alphanumeric | [7 empty] | Specific
1033 | Balano-preputial Separation? | No | No | No | Yes | Yes | Boolean (0 No, 1 Yes) |  | Males Only | Live Only |  | Yes | No |  | Specific
4989 | Band Granulocyte | No | No | No | Yes | No | Numeric |  | Any Sex | Live or Dead | # cells counted |  |  |  | Single Occurrence
4461 | Baseline % | No | No | No | Yes | No | Numeric |  | Any Sex | Live or Dead |  |  |  |  | Single Occurrence
4462 | Baseline MFI | No | No | No | Yes | No | Numeric |  | Any Sex | Live or Dead |  |  |  |  | Single Occurrence
1786 | Basophil count | No | No | No | Yes | No | Numeric |  | Any Sex | Live or Dead | K/uL |  |  |  | Single Occurrence
1824 | Basophil percentage | No | No | No | Yes | No | Numeric |  | Any Sex | Live or Dead | % |  |  |  | Single Occurrence
3691 | Basostipplin | No | No | No | Yes | No | Alphanumeric |  | Any Sex | Live or Dead |  |  |  |  | Specific
1762 | Bile salts/acids | No | No | No | Yes | No | Numeric |  | Any Sex | Live or Dead | µmol/L |  |  |  | Single Occurrence
5361 | Biological Sampling PND 4 Boolean | No | No | No | Yes | No | Boolean (0 No, 1 Yes) |  | Any Sex | Live or Dead |  | True | False | Special Calculation | Specific |  |  |  |  | Animal Symptom | [6 empty] | PSP4
7531 | Bizarre Activity AM Observations First Off | No | No | No | Yes | No | Boolean (0 No, 1 Yes) |  | Any Sex | Live or Dead |  | Yes | No | Special Calculation | Specific |  |  |  |  | Alpha To Boolean | AM Obs Change First Off | [5 empty] | 3
7521 | Bizarre Activity AM Observations First On | No | No | No | Yes | No | Boolean (0 No, 1 Yes) |  | Any Sex | Live or Dead |  | Yes | No | Special Calculation | Specific |  |  |  |  | Alpha To Boolean | AM Obs Change First On | [5 empty] | 3
7536 | Bizarre Activity PM Observations First Off | No | No | No | Yes | No | Boolean (0 No, 1 Yes) |  | Any Sex | Live or Dead |  | Yes | No | Special Calculation | Specific |  |  |  |  | Alpha To Boolean | PM Obs Change First Off | [5 empty] | 3
7526 | Bizarre Activity PM Observations First On | No | No | No | Yes | No | Boolean (0 No, 1 Yes) |  | Any Sex | Live or Dead |  | Yes | No | Special Calculation | Specific |  |  |  |  | Alpha To Boolean | PM Obs Change First On | [5 empty] | 3
3214 | Blank CPM-1 (Lymph Node) | No | No | No | Yes | No | Numeric |  | Any Sex | Live or Dead |  |  |  |  | Single Occurrence
3215 | Blank CPM-2 (Lymph Node) | No | No | No | Yes | No | Numeric |  | Any Sex | Live or Dead |  |  |  |  | Single Occurrence
3216 | Blank CPM-3 (Lymph Node) | No | No | No | Yes | No | Numeric |  | Any Sex | Live or Dead |  |  |  |  | Single Occurrence
3217 | Blank CPM-4 (Lymph Node) | No | No | No | Yes | No | Numeric |  | Any Sex | Live or Dead |  |  |  |  | Single Occurrence
3219 | Blank DPM-1 (Lymph Node) | No | No | No | Yes | No | Numeric |  | Any Sex | Live or Dead |  |  |  | User Defined Formula | Single Occurrence |  |  |  | 1 |  |  |  | A/(B/100) | A | Blank CPM-1 (Lymph Node) | Not Null (calculation fails if measurement is null)
3219 | Blank DPM-1 (Lymph Node) | No | No | No | Yes | No | Numeric |  | Any Sex | Live or Dead |  |  |  | User Defined Formula | Single Occurrence |  |  |  | 1 |  |  |  | A/(B/100) | B | Gamma Counter Efficiency (Lymph Node) | Not Null (calculation fails if measurement is null)
3220 | Blank DPM-2 (Lymph Node) | No | No | No | Yes | No | Numeric |  | Any Sex | Live or Dead |  |  |  | User Defined Formula | Single Occurrence |  |  |  | 1 |  |  |  | A/(B/100) | A | Blank CPM-2 (Lymph Node) | Not Null (calculation fails if measurement is null)
3220 | Blank DPM-2 (Lymph Node) | No | No | No | Yes | No | Numeric |  | Any Sex | Live or Dead |  |  |  | User Defined Formula | Single Occurrence |  |  |  | 1 |  |  |  | A/(B/100) | B | Gamma Counter Efficiency (Lymph Node) | Not Null (calculation fails if measurement is null)
3221 | Blank DPM-3 (Lymph Node) | No | No | No | Yes | No | Numeric |  | Any Sex | Live or Dead |  |  |  | User Defined Formula | Single Occurrence |  |  |  | 1 |  |  |  | A/(B/100) | A | Blank CPM-3 (Lymph Node) | Not Null (calculation fails if measurement is null)
3221 | Blank DPM-3 (Lymph Node) | No | No | No | Yes | No | Numeric |  | Any Sex | Live or Dead |  |  |  | User Defined Formula | Single Occurrence |  |  |  | 1 |  |  |  | A/(B/100) | B | Gamma Counter Efficiency (Lymph Node) | Not Null (calculation fails if measurement is null)
3222 | Blank DPM-4 (Lymph Node) | No | No | No | Yes | No | Numeric |  | Any Sex | Live or Dead |  |  |  | User Defined Formula | Single Occurrence |  |  |  | 1 |  |  |  | A/(B/100) | A | Blank CPM-4 (Lymph Node) | Not Null (calculation fails if measurement is null)
3222 | Blank DPM-4 (Lymph Node) | No | No | No | Yes | No | Numeric |  | Any Sex | Live or Dead |  |  |  | User Defined Formula | Single Occurrence |  |  |  | 1 |  |  |  | A/(B/100) | B | Gamma Counter Efficiency (Lymph Node) | Not Null (calculation fails if measurement is null)
7441 | Blood 2-Ethyltoluene Concentration | No | No | No | Yes | No | Numeric |  | Any Sex | Live or Dead | ng/mL |  |  |  | Single Occurrence
7443 | Blood 2-Ethyltoluene LOD | No | No | No | Yes | No | Numeric |  | Any Sex | Live or Dead | ng/mL |  |  |  | Single Occurrence
7442 | Blood 2-Ethyltoluene LOQ | No | No | No | Yes | No | Numeric |  | Any Sex | Live or Dead | ng/mL |  |  |  | Single Occurrence
6683 | Blood Acetylcholinesterase | No | No | No | Yes | No | Numeric |  | Any Sex | Live or Dead | U/mL |  |  |  | Single Occurrence
7642 | Blood Alpha-Pinene Concentration | No | No | No | Yes | No | Numeric |  | Any Sex | Live or Dead | ng/mL |  |  |  | Single Occurrence
7643 | Blood Alpha-pinene LOD | No | No | No | Yes | No | Numeric |  | Any Sex | Live or Dead | ng/mL |  |  |  | Single Occurrence
7644 | Blood Alpha-pinene LOQ | No | No | No | Yes | No | Numeric |  | Any Sex | Live or Dead | ng/mL |  |  |  | Single Occurrence
7647 | Blood Alpha-Pinene Oxide Concentration | No | No | No | Yes | No | Numeric |  | Any Sex | Live or Dead | ng/mL |  |  |  | Single Occurrence
7648 | Blood Alpha-pinene Oxide LOD | No | No | No | Yes | No | Numeric |  | Any Sex | Live or Dead | ng/mL |  |  |  | Single Occurrence
7649 | Blood Alpha-pinene Oxide LOQ | No | No | No | Yes | No | Numeric |  | Any Sex | Live or Dead | ng/mL |  |  |  | Single Occurrence
6684 | Blood Butylcholinesterase | No | No | No | Yes | No | Numeric |  | Any Sex | Live or Dead | U/mL |  |  |  | Single Occurrence
7646 | Blood Lipid Adjusted Alpha-Pinene Concentration | No | No | No | Yes | No | Numeric |  | Any Sex | Live or Dead | ng/g |  |  |  | Single Occurrence
7650 | Blood Lipid Adjusted Alpha-Pinene Oxide Concentration | No | No | No | Yes | No | Numeric |  | Any Sex | Live or Dead | ng/g |  |  |  | Single Occurrence
7645 | Blood Lipid Concentration | No | No | No | Yes | No | Numeric |  | Any Sex | Live or Dead | ng/g |  |  |  | Single Occurrence
6221 | BM Cells (/mL) | No | No | No | Yes | No | Numeric |  | Any Sex | Live or Dead |  |  |  |  | Single Occurrence
5061 | Body Temperature | No | No | No | Yes | No | Numeric |  | Any Sex | Live or Dead | °C |  |  |  | Specific
17 | Bodyweight | No | No | No | Yes | No | Numeric |  | Any Sex | Live or Dead | g |  |  |  | Specific
291 | Bodyweight at Food Period End | No | No | No | Yes | No | Numeric |  | Any Sex | Live or Dead | g |  |  | Special Calculation | Range |  |  |  | 1 | Food Last Bodyweight | Bodyweight | [6 empty] | This is the bodyweight value found at the end of the measurement period.
289 | Bodyweight at Food Period Midpoint | No | No | No | Yes | No | Numeric |  | Any Sex | Live or Dead | g |  |  | Special Calculation | Range |  |  |  | 1 | Food Midpoint Bodyweight | Bodyweight | [6 empty] | This is the estimated bodyweight at the mid point of the measurement period. It is calculated as the mean of the bodyweight values for the Start and End of the measurement period.
292 | Bodyweight at Food Period Start | No | No | No | Yes | No | Numeric |  | Any Sex | Live or Dead | g |  |  | Special Calculation | Range |  |  |  | 1 | Food First Bodyweight | Bodyweight | [6 empty] | This is the bodyweight value found at the start of the measurement period.
287 | Bodyweight at Water Period End | No | No | No | Yes | No | Numeric |  | Any Sex | Live or Dead | g |  |  | Special Calculation | Range |  |  |  | 1 | Water Last Bodyweight | Bodyweight | [6 empty] | This is the bodyweight value found at the end of the measurement period.
285 | Bodyweight at Water Period Midpoint | No | No | No | Yes | No | Numeric |  | Any Sex | Live or Dead | g |  |  | Special Calculation | Range |  |  |  | 1 | Water Midpoint Bodyweight | Bodyweight | [6 empty] | This is the estimated bodyweight at the mid point of the measurement period. It is calculated as the mean of the bodyweight values for the Start and End of the measurement period.
288 | Bodyweight at Water Period Start | No | No | No | Yes | No | Numeric |  | Any Sex | Live or Dead | g |  |  | Special Calculation | Range |  |  |  | 1 | Water First Bodyweight | Bodyweight | [6 empty] | This is the bodyweight value found at the start of the measurement period.
1607 | Bodyweight Gain | No | No | No | Yes | No | Numeric |  | Any Sex | Live or Dead | g |  |  | Summary Calculation | Range | Across Time |  | Relative to Root Measurement | 2 | Absolute Gain | Bodyweight
2173 | Bodyweight on Day 0 | No | No | No | Yes | No | Numeric |  | Females Only | Live or Dead | g |  |  | Special Calculation | Single Occurrence |  | 0 | Relative to Root Measurement | 0 | Numeric Value On Day | Bodyweight
3981 | Bodyweight on Day 5 | No | No | No | Yes | No | Numeric |  | Females Only | Live or Dead | g |  |  | Special Calculation | Single Occurrence |  | 5 | Relative to Root Measurement | 0 | Numeric Value On Day | Bodyweight
2174 | Bodyweight on Day 6 | No | No | No | Yes | No | Numeric |  | Females Only | Live or Dead | g |  |  | Special Calculation | Single Occurrence |  | 6 | Relative to Root Measurement | 0 | Numeric Value On Day | Bodyweight
3541 | Bodyweight on Day 7 | No | No | No | Yes | No | Numeric |  | Females Only | Live or Dead | g |  |  | Special Calculation | Single Occurrence |  | 7 | Relative to Root Measurement | 0 | Numeric Value On Day | Bodyweight
7301 | Bone Marrow Cell Count | No | No | No | Yes | No | Numeric |  | Any Sex | Live or Dead | 10^7 cells/femur |  |  |  | Single Occurrence
3943 | Bone Marrow Cells (x10^6/mL) | No | No | No | Yes | No | Numeric |  | Any Sex | Live or Dead | x10^6/mL |  |  |  | Single Occurrence
6075 | Bone Marrow DNA Synthesis | No | No | No | Yes | No | Numeric |  | Any Sex | Live or Dead | RFU x 10^5 |  |  | User Defined Formula | Single Occurrence |  |  |  | 0 |  |  |  | (((A + B)/2) * ((C + D)/2))/100000 | A | EdU Cell Count A | Not Null (calculation fails if measurement is null)
6075 | Bone Marrow DNA Synthesis | No | No | No | Yes | No | Numeric |  | Any Sex | Live or Dead | RFU x 10^5 |  |  | User Defined Formula | Single Occurrence |  |  |  | 0 |  |  |  | (((A + B)/2) * ((C + D)/2))/100000 | B | EdU Cell Count B | Not Null (calculation fails if measurement is null)
6075 | Bone Marrow DNA Synthesis | No | No | No | Yes | No | Numeric |  | Any Sex | Live or Dead | RFU x 10^5 |  |  | User Defined Formula | Single Occurrence |  |  |  | 0 |  |  |  | (((A + B)/2) * ((C + D)/2))/100000 | C | EdU MFI A | Not Null (calculation fails if measurement is null)
6075 | Bone Marrow DNA Synthesis | No | No | No | Yes | No | Numeric |  | Any Sex | Live or Dead | RFU x 10^5 |  |  | User Defined Formula | Single Occurrence |  |  |  | 0 |  |  |  | (((A + B)/2) * ((C + D)/2))/100000 | D | EdU MFI B | Not Null (calculation fails if measurement is null)
5141 | Bone Marrow Nucleated Cell Count | No | No | No | Yes | No | Numeric |  | Any Sex | Live or Dead | 10^3/uL |  |  |  | Single Occurrence
4021 | Bone Marrow Volume | No | No | No | Yes | No | Numeric |  | Any Sex | Live or Dead | ml |  |  |  | Single Occurrence
3070 | Bone, Femur Terminal BW (mg/g) | No | No | No | Yes | No | Numeric |  | Any Sex | Live or Dead | mg/g |  |  | User Defined Formula | Single Occurrence |  |  |  | 2 |  |  |  | (A*1000)/B | A | Bone, Femur Weight | Not Null (calculation fails if measurement is null)
3070 | Bone, Femur Terminal BW (mg/g) | No | No | No | Yes | No | Numeric |  | Any Sex | Live or Dead | mg/g |  |  | User Defined Formula | Single Occurrence |  |  |  | 2 |  |  |  | (A*1000)/B | B | Terminal Bodyweight | Not Null (calculation fails if measurement is null)
3065 | Bone, Femur Weight | No | No | No | Yes | No | Numeric |  | Any Sex | Live or Dead | g |  |  |  | Single Occurrence
6522 | Boron Plasma Concentration | No | No | No | Yes | No | Numeric |  | Any Sex | Live or Dead | ng/mL |  |  |  | Single Occurrence
6521 | Boron PND 4 Pup Plasma Concentration | No | No | No | Yes | No | Numeric |  | Any Sex | Live or Dead | ng/mL |  |  |  | Single Occurrence
6913 | Bottle Height | Yes | No | No | No | No | Numeric |  |  |  | cm |  |  |  | Specific
6681 | Brain Acetylcholinesterase | No | No | No | Yes | No | Numeric |  | Any Sex | Live or Dead | U/g |  |  |  | Single Occurrence
6682 | Brain ButylCholinesterase | No | No | No | Yes | No | Numeric |  | Any Sex | Live or Dead | U/g |  |  |  | Single Occurrence
6103 | Brain Length | No | No | No | Yes | No | Numeric |  | Any Sex | Dead Only | mm |  |  |  | Single Occurrence
2631 | Brain Terminal BW (mg/g) | No | No | No | Yes | No | Numeric |  | Any Sex | Live or Dead | mg/g |  |  | User Defined Formula | Single Occurrence |  |  |  | 2 |  |  |  | (A*1000)/B | A | Brain Weight | Not Null (calculation fails if measurement is null)
2631 | Brain Terminal BW (mg/g) | No | No | No | Yes | No | Numeric |  | Any Sex | Live or Dead | mg/g |  |  | User Defined Formula | Single Occurrence |  |  |  | 2 |  |  |  | (A*1000)/B | B | Terminal Bodyweight | Not Null (calculation fails if measurement is null)
1230 | Brain Weight | No | No | No | Yes | No | Numeric | Organ Weight | Any Sex | Dead Only | g |  |  |  | Single Occurrence
6104 | Brain Width | No | No | No | Yes | No | Numeric |  | Any Sex | Dead Only | mm |  |  |  | Single Occurrence
7601 | Brown Fat Pad | No | No | No | Yes | No | Numeric |  | Any Sex | Dead Only | g |  |  |  | Single Occurrence
7602 | Brown Fat Pad Terminal BW (mg/g) | No | No | No | Yes | No | Numeric |  | Any Sex | Live or Dead | mg/g |  |  | User Defined Formula | Single Occurrence |  |  |  | 2 |  |  |  | (A*1000)/B | A | Brown Fat Pad | Not Null (calculation fails if measurement is null)
7602 | Brown Fat Pad Terminal BW (mg/g) | No | No | No | Yes | No | Numeric |  | Any Sex | Live or Dead | mg/g |  |  | User Defined Formula | Single Occurrence |  |  |  | 2 |  |  |  | (A*1000)/B | B | Terminal Bodyweight | Not Null (calculation fails if measurement is null)
3564 | BRT_0.01g | Yes | No | No | No | No | Numeric |  |  |  | g |  |  |  | Specific
3121 | BRT_0.05g | Yes | No | No | No | No | Numeric |  |  |  | g |  |  |  | Specific
3563 | BRT_0.1g | Yes | No | No | No | No | Numeric |  |  |  | g |  |  |  | Specific
3141 | BRT_0.5g | Yes | No | No | No | No | Numeric |  |  |  | g |  |  |  | Specific
4483 | BRT_1000g (2 decimals, 0.03g) | Yes | No | No | No | No | Numeric |  |  |  | g |  |  |  | Specific
3147 | BRT_100g_Adv | Yes | No | No | No | No | Numeric |  |  |  | g |  |  |  | Specific
3146 | BRT_100g_SP400 | Yes | No | No | No | No | Numeric |  |  |  | g |  |  |  | Specific
3143 | BRT_10g | Yes | No | No | No | No | Numeric |  |  |  | g |  |  |  | Specific
3562 | BRT_1g | Yes | No | No | No | No | Numeric |  |  |  | g |  |  |  | Specific
4484 | BRT_20 g (2 decimals, 0.03g) | Yes | No | No | No | No | Numeric |  |  |  | g |  |  |  | Specific
4485 | BRT_200 g (2 decimals, 0.03) | Yes | No | No | No | No | Numeric |  |  |  | g |  |  |  | Specific
3148 | BRT_200g | Yes | No | No | No | No | Numeric |  |  |  | g |  |  |  | Specific
3144 | BRT_20g | Yes | No | No | No | No | Numeric |  |  |  | g |  |  |  | Specific
3565 | BRT_20g_RW5172 | Yes | No | No | No | No | Numeric |  |  |  | g |  |  |  | Specific
4482 | BRT_2g (2 decimals, 0.03 g) | Yes | No | No | No | No | Numeric |  |  |  | g |  |  |  | Specific
3145 | BRT_50g | Yes | No | No | No | No | Numeric |  |  |  | g |  |  |  | Specific
3142 | BRT_5g | Yes | No | No | No | No | Numeric |  |  |  | g |  |  |  | Specific
6068 | Burst-Forming Unit-Erythroid Progenitor Colonies | No | No | No | Yes | No | Numeric |  | Any Sex | Live or Dead | CFU/10^3 Bone Marrow Cells |  |  | User Defined Formula | Single Occurrence |  |  |  | 0 |  |  |  | IIF(A IS NOTHING AND B IS NOTHING AND C IS NOTHING,NOTHING,(((AVG(A,B,C))/24000) * (D * E)) * 1000) | A | SF Well 1 | Nullable
6068 | Burst-Forming Unit-Erythroid Progenitor Colonies | No | No | No | Yes | No | Numeric |  | Any Sex | Live or Dead | CFU/10^3 Bone Marrow Cells |  |  | User Defined Formula | Single Occurrence |  |  |  | 0 |  |  |  | IIF(A IS NOTHING AND B IS NOTHING AND C IS NOTHING,NOTHING,(((AVG(A,B,C))/24000) * (D * E)) * 1000) | B | SF Well 2 | Nullable
6068 | Burst-Forming Unit-Erythroid Progenitor Colonies | No | No | No | Yes | No | Numeric |  | Any Sex | Live or Dead | CFU/10^3 Bone Marrow Cells |  |  | User Defined Formula | Single Occurrence |  |  |  | 0 |  |  |  | IIF(A IS NOTHING AND B IS NOTHING AND C IS NOTHING,NOTHING,(((AVG(A,B,C))/24000) * (D * E)) * 1000) | C | SF Well 3 | Nullable
6068 | Burst-Forming Unit-Erythroid Progenitor Colonies | No | No | No | Yes | No | Numeric |  | Any Sex | Live or Dead | CFU/10^3 Bone Marrow Cells |  |  | User Defined Formula | Single Occurrence |  |  |  | 0 |  |  |  | IIF(A IS NOTHING AND B IS NOTHING AND C IS NOTHING,NOTHING,(((AVG(A,B,C))/24000) * (D * E)) * 1000) | D | Bone Marrow Cells (x10^6/mL) | Not Null (calculation fails if measurement is null)
6068 | Burst-Forming Unit-Erythroid Progenitor Colonies | No | No | No | Yes | No | Numeric |  | Any Sex | Live or Dead | CFU/10^3 Bone Marrow Cells |  |  | User Defined Formula | Single Occurrence |  |  |  | 0 |  |  |  | IIF(A IS NOTHING AND B IS NOTHING AND C IS NOTHING,NOTHING,(((AVG(A,B,C))/24000) * (D * E)) * 1000) | E | Bone Marrow Volume | Not Null (calculation fails if measurement is null)
40 | BW Change | No | No | No | Yes | No | Numeric |  | Females Only | Live or Dead | g |  |  |  | Specific
1161 | BW on Day of Balano-preputial Separation | No | No | No | Yes | Yes | Numeric |  | Males Only | Live Only | g |  |  |  | Single Occurrence
1163 | BW on Day of Testicular Descent | No | No | No | Yes | Yes | Numeric |  | Males Only | Live Only | g |  |  |  | Single Occurrence
1162 | BW on Day of Vaginal Opening | No | No | No | Yes | Yes | Numeric |  | Females Only | Live Only | g |  |  |  | Single Occurrence
156 | C-Section Is Excluded | No | No | No | Yes | No | Boolean (0 No, 1 Yes) |  | Females Only | Live or Dead |  | Yes | No | Special Calculation | Single Occurrence |  |  |  |  | C-Section Has Quality Flag Category | [6 empty] | 1 | Boolean C-Section is excluded indicator. This can be used in exclusion profiles for excluding generalised results data, or for testing purposes.
157 | C-Section Is Suppressed | No | No | No | Yes | No | Boolean (0 No, 1 Yes) |  | Females Only | Live or Dead |  | Yes | No | Special Calculation | Single Occurrence |  |  |  |  | C-Section Has Quality Flag Category | [6 empty] | 2 | Boolean C-Section is suppressed indicator. This can be used in exclusion profiles for excluding generalised results data, or for testing purposes.
4761 | Cal 1000g | Yes | No | No | No | No | Numeric |  |  |  | g |  |  |  | Specific
3122 | Cal 150g | Yes | No | No | No | No | Numeric |  |  |  | g |  |  |  | Specific
4481 | Cal 2000g | Yes | No | No | No | No | Numeric |  |  |  | g |  |  |  | Specific
3123 | Cal 200g | Yes | No | No | No | No | Numeric |  |  |  | g |  |  |  | Specific
3124 | Cal 4000g | Yes | No | No | No | No | Numeric |  |  |  | g |  |  |  | Specific
3561 | Cal 50g | Yes | No | No | No | No | Numeric |  |  |  | g |  |  |  | Specific
3581 | Cal 5g | Yes | No | No | No | No | Numeric |  |  |  | g |  |  |  | Specific
2645 | Calc Paired Adrenal Gland Terminal BW (mg/g) | No | No | No | Yes | No | Numeric |  | Any Sex | Live or Dead | mg/g |  |  | User Defined Formula | Single Occurrence |  |  |  | 2 |  |  |  | (A*1000)/B | A | Calculated Paired Adrenal Gland Weight | Not Null (calculation fails if measurement is null)
2645 | Calc Paired Adrenal Gland Terminal BW (mg/g) | No | No | No | Yes | No | Numeric |  | Any Sex | Live or Dead | mg/g |  |  | User Defined Formula | Single Occurrence |  |  |  | 2 |  |  |  | (A*1000)/B | B | Terminal Bodyweight | Not Null (calculation fails if measurement is null)
2644 | Calc Paired Epididymis Terminal BW (mg/g) | No | No | No | Yes | No | Numeric |  | Any Sex | Live or Dead | mg/g |  |  | User Defined Formula | Single Occurrence |  |  |  | 2 |  |  |  | (A*1000)/B | A | Calculated Paired Epididymis Weight | Not Null (calculation fails if measurement is null)
2644 | Calc Paired Epididymis Terminal BW (mg/g) | No | No | No | Yes | No | Numeric |  | Any Sex | Live or Dead | mg/g |  |  | User Defined Formula | Single Occurrence |  |  |  | 2 |  |  |  | (A*1000)/B | B | Terminal Bodyweight | Not Null (calculation fails if measurement is null)
2641 | Calc Paired Kidney Ternimal BW (mg/g) | No | No | No | Yes | No | Numeric |  | Any Sex | Live or Dead | mg/g |  |  | User Defined Formula | Single Occurrence |  |  |  | 2 |  |  |  | (A*1000)/B | A | Calculated Paired Kidney Weight | Not Null (calculation fails if measurement is null)
2641 | Calc Paired Kidney Ternimal BW (mg/g) | No | No | No | Yes | No | Numeric |  | Any Sex | Live or Dead | mg/g |  |  | User Defined Formula | Single Occurrence |  |  |  | 2 |  |  |  | (A*1000)/B | B | Terminal Bodyweight | Not Null (calculation fails if measurement is null)
2642 | Calc Paired Ovary Terminal BW (mg/g) | No | No | No | Yes | No | Numeric |  | Any Sex | Live or Dead | mg/g |  |  | User Defined Formula | Single Occurrence |  |  |  | 2 |  |  |  | (A*1000)/B | A | Calculated Paired Ovary Weight | Not Null (calculation fails if measurement is null)
2642 | Calc Paired Ovary Terminal BW (mg/g) | No | No | No | Yes | No | Numeric |  | Any Sex | Live or Dead | mg/g |  |  | User Defined Formula | Single Occurrence |  |  |  | 2 |  |  |  | (A*1000)/B | B | Terminal Bodyweight | Not Null (calculation fails if measurement is null)
2643 | Calc Paired Testes Terminal BW (mg/g) | No | No | No | Yes | No | Numeric |  | Any Sex | Live or Dead | mg/g |  |  | User Defined Formula | Single Occurrence |  |  |  | 2 |  |  |  | (A*1000)/B | A | Calculated Paired Testes Weight | Not Null (calculation fails if measurement is null)
2643 | Calc Paired Testes Terminal BW (mg/g) | No | No | No | Yes | No | Numeric |  | Any Sex | Live or Dead | mg/g |  |  | User Defined Formula | Single Occurrence |  |  |  | 2 |  |  |  | (A*1000)/B | B | Terminal Bodyweight | Not Null (calculation fails if measurement is null)
2646 | Calc Whole Prostate Terminal BW (mg/g) | No | No | No | Yes | No | Numeric |  | Any Sex | Live or Dead | mg/g |  |  | User Defined Formula | Single Occurrence |  |  |  | 2 |  |  |  | (A*1000)/B | A | Calculated Whole Prostate Gland Weight | Not Null (calculation fails if measurement is null)
2646 | Calc Whole Prostate Terminal BW (mg/g) | No | No | No | Yes | No | Numeric |  | Any Sex | Live or Dead | mg/g |  |  | User Defined Formula | Single Occurrence |  |  |  | 2 |  |  |  | (A*1000)/B | B | Terminal Bodyweight | Not Null (calculation fails if measurement is null)
3696 | Calcium | No | No | No | Yes | No | Numeric |  | Any Sex | Live or Dead | mg/dL |  |  |  | Single Occurrence
6081 | Calculated Distribution Width of Etythrocytes, standard deviation | No | No | No | Yes | No | Numeric |  | Any Sex | Live or Dead | fL |  |  |  | Single Occurrence
6082 | Calculated Distribution Width or Erythrocytes, coefficient of variation | No | No | No | Yes | No | Numeric |  | Any Sex | Live or Dead | % |  |  |  | Single Occurrence
2638 | Calculated Paired Adrenal Gland Weight | No | No | No | Yes | No | Numeric |  | Any Sex | Live or Dead | g |  |  | User Defined Formula | Single Occurrence |  |  |  | 4 |  |  |  | (A+B) | A | Adrenal-Left | Not Null (calculation fails if measurement is null)
2638 | Calculated Paired Adrenal Gland Weight | No | No | No | Yes | No | Numeric |  | Any Sex | Live or Dead | g |  |  | User Defined Formula | Single Occurrence |  |  |  | 4 |  |  |  | (A+B) | B | Adrenal Weight, Right | Not Null (calculation fails if measurement is null)
2637 | Calculated Paired Epididymis Weight | No | No | No | Yes | No | Numeric |  | Any Sex | Live or Dead | g |  |  | User Defined Formula | Single Occurrence |  |  |  | 4 |  |  |  | (A+B) | A | Epidid-Left | Not Null (calculation fails if measurement is null)
2637 | Calculated Paired Epididymis Weight | No | No | No | Yes | No | Numeric |  | Any Sex | Live or Dead | g |  |  | User Defined Formula | Single Occurrence |  |  |  | 4 |  |  |  | (A+B) | B | Epidid-Right | Not Null (calculation fails if measurement is null)
2634 | Calculated Paired Kidney Weight | No | No | No | Yes | No | Numeric |  | Any Sex | Live or Dead | g |  |  | User Defined Formula | Single Occurrence |  |  |  | 2 |  |  |  | (A+B) | A | Kidney-Left | Not Null (calculation fails if measurement is null)
2634 | Calculated Paired Kidney Weight | No | No | No | Yes | No | Numeric |  | Any Sex | Live or Dead | g |  |  | User Defined Formula | Single Occurrence |  |  |  | 2 |  |  |  | (A+B) | B | Kidney-Right | Not Null (calculation fails if measurement is null)
2635 | Calculated Paired Ovary Weight | No | No | No | Yes | No | Numeric |  | Any Sex | Live or Dead | g |  |  | User Defined Formula | Single Occurrence |  |  |  | 4 |  |  |  | (A+B) | A | Ovary-Left | Not Null (calculation fails if measurement is null)
2635 | Calculated Paired Ovary Weight | No | No | No | Yes | No | Numeric |  | Any Sex | Live or Dead | g |  |  | User Defined Formula | Single Occurrence |  |  |  | 4 |  |  |  | (A+B) | B | Ovary-Right | Not Null (calculation fails if measurement is null)
2636 | Calculated Paired Testes Weight | No | No | No | Yes | No | Numeric |  | Any Sex | Live or Dead | g |  |  | User Defined Formula | Single Occurrence |  |  |  | 3 |  |  |  | (A+B) | A | Testis-Left | Not Null (calculation fails if measurement is null)
2636 | Calculated Paired Testes Weight | No | No | No | Yes | No | Numeric |  | Any Sex | Live or Dead | g |  |  | User Defined Formula | Single Occurrence |  |  |  | 3 |  |  |  | (A+B) | B | Testis-Right | Not Null (calculation fails if measurement is null)
2639 | Calculated Whole Prostate Gland Weight | No | No | No | Yes | No | Numeric |  | Any Sex | Live or Dead | g |  |  | User Defined Formula | Single Occurrence |  |  |  | 4 |  |  |  | (A+B) | A | Dorso-Lateral Prostate Weight | Not Null (calculation fails if measurement is null)
2639 | Calculated Whole Prostate Gland Weight | No | No | No | Yes | No | Numeric |  | Any Sex | Live or Dead | g |  |  | User Defined Formula | Single Occurrence |  |  |  | 4 |  |  |  | (A+B) | B | Ventral Prostate Weight | Not Null (calculation fails if measurement is null)
38 | Cannibalized Pups | No | No | No | Yes | No | Numeric |  | Females Only | Live or Dead |  |  |  |  | Specific
1241 | Cauda Epid. Weight Left | No | No | No | Yes | No | Numeric | Organ Weight | Males Only | Dead Only | g |  |  |  | Single Occurrence
1188 | Cauda Epid. Weight Right | No | No | No | Yes | No | Numeric |  | Males Only | Dead Only | g |  |  |  | Single Occurrence
4526 | Cauda Epididymis Sperm Count (IVOS) | No | No | No | Yes | No | Numeric |  | Males Only | Live or Dead | Millions |  |  |  | Single Occurrence
4527 | Cauda Epididymis Sperm Density (IVOS) | No | No | No | Yes | No | Numeric |  | Males Only | Live or Dead | Millions per Gram |  |  |  | Single Occurrence
4702 | Cauda Epididymis Weight | No | No | No | Yes | No | Numeric |  | Males Only | Live or Dead | g |  |  |  | Specific
4581 | Cauda Weight | No | No | No | Yes | No | Numeric |  | Males Only | Live or Dead | g |  |  |  | Single Occurrence
6305 | CD3+ T-cell Percentage | No | No | No | Yes | No | Numeric |  | Any Sex | Live or Dead | % |  |  | User Defined Formula | Single Occurrence |  |  |  | 1 |  |  |  | IIF(A IS NOTHING AND B IS NOTHING,NOTHING,(AVG(A,B))*100) | A | %CD3 A | Nullable
6305 | CD3+ T-cell Percentage | No | No | No | Yes | No | Numeric |  | Any Sex | Live or Dead | % |  |  | User Defined Formula | Single Occurrence |  |  |  | 1 |  |  |  | IIF(A IS NOTHING AND B IS NOTHING,NOTHING,(AVG(A,B))*100) | B | %CD3 B | Nullable
6277 | CD4+ CD8+ Double Positive per Thymus | No | No | No | Yes | No | Numeric |  | Any Sex | Live or Dead | cells/thymus |  |  | User Defined Formula | Single Occurrence |  |  |  | 0 |  |  |  | (A * 1000000) | A | Thymus CD4+ CD8+ Double Positive x10^6/thymus | Not Null (calculation fails if measurement is null)
3443 | CD4+ T-cells | No | No | No | Yes | No | Numeric |  | Any Sex | Live or Dead |  |  |  |  | Single Occurrence
3476 | CD4+ T-cells per spleen | No | No | No | Yes | No | Numeric |  | Any Sex | Live or Dead | cells/spleen |  |  | User Defined Formula | Single Occurrence |  |  |  | 0 |  |  |  | (A*B*C*D) | A | CD4+ T-cells | Not Null (calculation fails if measurement is null)
3476 | CD4+ T-cells per spleen | No | No | No | Yes | No | Numeric |  | Any Sex | Live or Dead | cells/spleen |  |  | User Defined Formula | Single Occurrence |  |  |  | 0 |  |  |  | (A*B*C*D) | B | Total Number of Spleen Cells | Not Null (calculation fails if measurement is null)
3476 | CD4+ T-cells per spleen | No | No | No | Yes | No | Numeric |  | Any Sex | Live or Dead | cells/spleen |  |  | User Defined Formula | Single Occurrence |  |  |  | 0 |  |  |  | (A*B*C*D) | C | Total Lymphocytes | Not Null (calculation fails if measurement is null)
3476 | CD4+ T-cells per spleen | No | No | No | Yes | No | Numeric |  | Any Sex | Live or Dead | cells/spleen |  |  | User Defined Formula | Single Occurrence |  |  |  | 0 |  |  |  | (A*B*C*D) | D | Total T-cells | Not Null (calculation fails if measurement is null)
6275 | CD4+ T-cells per Thymus | No | No | No | Yes | No | Numeric |  | Any Sex | Live or Dead | cells/thymus |  |  | User Defined Formula | Single Occurrence |  |  |  | 0 |  |  |  | (A * 1000000) | A | Thymus CD4+T-cells x10^6/thymus | Not Null (calculation fails if measurement is null)
3467 | CD4+ T-cells x10^6/spleen | No | No | No | Yes | No | Numeric |  | Any Sex | Live or Dead | x10^6/spleen |  |  | User Defined Formula | Single Occurrence |  |  |  | 2 |  |  |  | (A*B*C*D)/1000000 | A | CD4+ T-cells | Not Null (calculation fails if measurement is null)
3467 | CD4+ T-cells x10^6/spleen | No | No | No | Yes | No | Numeric |  | Any Sex | Live or Dead | x10^6/spleen |  |  | User Defined Formula | Single Occurrence |  |  |  | 2 |  |  |  | (A*B*C*D)/1000000 | B | Total Number of Spleen Cells | Not Null (calculation fails if measurement is null)
3467 | CD4+ T-cells x10^6/spleen | No | No | No | Yes | No | Numeric |  | Any Sex | Live or Dead | x10^6/spleen |  |  | User Defined Formula | Single Occurrence |  |  |  | 2 |  |  |  | (A*B*C*D)/1000000 | C | Total Lymphocytes | Not Null (calculation fails if measurement is null)
3467 | CD4+ T-cells x10^6/spleen | No | No | No | Yes | No | Numeric |  | Any Sex | Live or Dead | x10^6/spleen |  |  | User Defined Formula | Single Occurrence |  |  |  | 2 |  |  |  | (A*B*C*D)/1000000 | D | Total T-cells | Not Null (calculation fails if measurement is null)
3484 | CD4+ T-cells:CD8+ T-cells ratio | No | No | No | Yes | No | Numeric |  | Any Sex | Live or Dead |  |  |  | User Defined Formula | Single Occurrence |  |  |  | 2 |  |  |  | (A/B) | A | CD4+ T-cells per spleen | Not Null (calculation fails if measurement is null)
3484 | CD4+ T-cells:CD8+ T-cells ratio | No | No | No | Yes | No | Numeric |  | Any Sex | Live or Dead |  |  |  | User Defined Formula | Single Occurrence |  |  |  | 2 |  |  |  | (A/B) | B | CD8+ T-cells per spleen | Not Null (calculation fails if measurement is null)
6278 | CD4- CD8- Double Negative per Thymus | No | No | No | Yes | No | Numeric |  | Any Sex | Live or Dead | cells/thymus |  |  | User Defined Formula | Single Occurrence |  |  |  | 0 |  |  |  | (A * 1000000) | A | Thymus CD4- CD8- Double Negative x10^6/thymus | Not Null (calculation fails if measurement is null)
3444 | CD8+ T-cells | No | No | No | Yes | No | Numeric |  | Any Sex | Live or Dead |  |  |  |  | Single Occurrence
3477 | CD8+ T-cells per spleen | No | No | No | Yes | No | Numeric |  | Any Sex | Live or Dead | cells/spleen |  |  | User Defined Formula | Single Occurrence |  |  |  | 0 |  |  |  | (A*B*C*D) | A | CD8+ T-cells | Not Null (calculation fails if measurement is null)
3477 | CD8+ T-cells per spleen | No | No | No | Yes | No | Numeric |  | Any Sex | Live or Dead | cells/spleen |  |  | User Defined Formula | Single Occurrence |  |  |  | 0 |  |  |  | (A*B*C*D) | B | Total Number of Spleen Cells | Not Null (calculation fails if measurement is null)
3477 | CD8+ T-cells per spleen | No | No | No | Yes | No | Numeric |  | Any Sex | Live or Dead | cells/spleen |  |  | User Defined Formula | Single Occurrence |  |  |  | 0 |  |  |  | (A*B*C*D) | C | Total Lymphocytes | Not Null (calculation fails if measurement is null)
3477 | CD8+ T-cells per spleen | No | No | No | Yes | No | Numeric |  | Any Sex | Live or Dead | cells/spleen |  |  | User Defined Formula | Single Occurrence |  |  |  | 0 |  |  |  | (A*B*C*D) | D | Total T-cells | Not Null (calculation fails if measurement is null)
6276 | CD8+ T-cells per Thymus | No | No | No | Yes | No | Numeric |  | Any Sex | Live or Dead | cells/thymus |  |  | User Defined Formula | Single Occurrence |  |  |  | 0 |  |  |  | (A * 1000000) | A | Thymus CD8+T-cells x10^6/thymus | Not Null (calculation fails if measurement is null)
3468 | CD8+ T-cells x10^6 /spleen | No | No | No | Yes | No | Numeric |  | Any Sex | Live or Dead | x10^6/spleen |  |  | User Defined Formula | Single Occurrence |  |  |  | 2 |  |  |  | (A*B*C*D)/1000000 | A | CD8+ T-cells | Not Null (calculation fails if measurement is null)
3468 | CD8+ T-cells x10^6 /spleen | No | No | No | Yes | No | Numeric |  | Any Sex | Live or Dead | x10^6/spleen |  |  | User Defined Formula | Single Occurrence |  |  |  | 2 |  |  |  | (A*B*C*D)/1000000 | B | Total Number of Spleen Cells | Not Null (calculation fails if measurement is null)
3468 | CD8+ T-cells x10^6 /spleen | No | No | No | Yes | No | Numeric |  | Any Sex | Live or Dead | x10^6/spleen |  |  | User Defined Formula | Single Occurrence |  |  |  | 2 |  |  |  | (A*B*C*D)/1000000 | C | Total Lymphocytes | Not Null (calculation fails if measurement is null)
3468 | CD8+ T-cells x10^6 /spleen | No | No | No | Yes | No | Numeric |  | Any Sex | Live or Dead | x10^6/spleen |  |  | User Defined Formula | Single Occurrence |  |  |  | 2 |  |  |  | (A*B*C*D)/1000000 | D | Total T-cells | Not Null (calculation fails if measurement is null)
2411 | Cell % (IVOS) | No | No | No | Yes | No | Numeric |  | Males Only | Live or Dead | % |  |  |  | Specific
2410 | Cell Conc. (IVOS) | No | No | No | Yes | No | Numeric |  | Males Only | Live or Dead |  |  |  |  | Specific
2408 | Cell Count (IVOS) | No | No | No | Yes | No | Numeric |  | Males Only | Live or Dead |  |  |  |  | Specific
2409 | Cell Sample (IVOS) | No | No | No | Yes | No | Numeric |  | Males Only | Live or Dead |  |  |  |  | Specific
2424 | Cells/Medium Stats. (IVOS) | No | No | No | Yes | No | Numeric |  | Males Only | Live or Dead |  |  |  |  | Specific
6922 | Centrifuge Batch Animal IDs | Yes | No | No | No | No | Alphanumeric | [7 empty] | Specific
6921 | Centrifuge Batch Start Time | Yes | No | No | No | No | Alphanumeric | [7 empty] | Specific
6926 | Centrifuge Calibration Due Date | Yes | No | No | No | No | Alphanumeric | [7 empty] | Specific
6928 | Centrifuge Duration Set To: | Yes | No | No | No | No | Alphanumeric |  |  |  | Minutes |  |  |  | Specific
6924 | Centrifuge Manufacturer | Yes | No | No | No | No | Alphanumeric | [7 empty] | Specific
6925 | Centrifuge Serial/ID Number | Yes | No | No | No | No | Alphanumeric | [7 empty] | Specific
6929 | Centrifuge Speed Set To: | Yes | No | No | No | No | Alphanumeric |  |  |  | Relative Centrifugal Force |  |  |  | Specific
6927 | Centrifuge Temp. Set To: | Yes | No | No | No | No | Alphanumeric | [7 empty] | Specific
6923 | Centrifuge Type | Yes | No | No | No | No | Alphanumeric | [7 empty] | Specific
7261 | Challenged with D-Amphetamine | No | No | No | Yes | No | Boolean (0 No, 1 Yes) |  | Any Sex | Live Only |  | Yes | No |  | Specific
7262 | Challenged with MK-801 | No | No | No | Yes | No | Boolean (0 No, 1 Yes) |  | Any Sex | Live Only |  | Yes | No |  | Specific
1582 | Chemical Intake - Feed | No | No | No | Yes | No | Numeric |  | Any Sex | Live or Dead | mg / kg / day |  |  | User Defined Formula | Range |  |  |  | 2 |  |  |  | (A/(B/1000))*C | A | Food Mean Consumption | Not Null (calculation fails if measurement is null)
1582 | Chemical Intake - Feed | No | No | No | Yes | No | Numeric |  | Any Sex | Live or Dead | mg / kg / day |  |  | User Defined Formula | Range |  |  |  | 2 |  |  |  | (A/(B/1000))*C | B | Mean Bodyweight - All Times Pooled | Not Null (calculation fails if measurement is null)
1582 | Chemical Intake - Feed | No | No | No | Yes | No | Numeric |  | Any Sex | Live or Dead | mg / kg / day |  |  | User Defined Formula | Range |  |  |  | 2 |  |  |  | (A/(B/1000))*C | C | Diet or Water Dose | Not Null (calculation fails if measurement is null)
1641 | Chemical Intake - Test | No | No | No | Yes | No | Numeric |  | Any Sex | Live or Dead |  |  |  | User Defined Formula | Range |  |  |  | 2 |  |  |  | IF(C is nothing, nothing,(A/(B/1000)*C)) | A | Food Mean Consumption | Not Null (calculation fails if measurement is null)
1641 | Chemical Intake - Test | No | No | No | Yes | No | Numeric |  | Any Sex | Live or Dead |  |  |  | User Defined Formula | Range |  |  |  | 2 |  |  |  | IF(C is nothing, nothing,(A/(B/1000)*C)) | B | Mean Bodyweight - All Times Pooled | Not Null (calculation fails if measurement is null)
1641 | Chemical Intake - Test | No | No | No | Yes | No | Numeric |  | Any Sex | Live or Dead |  |  |  | User Defined Formula | Range |  |  |  | 2 |  |  |  | IF(C is nothing, nothing,(A/(B/1000)*C)) | C | Diet or Water Dose | Nullable
2923 | Chemical Intake - Water | No | No | No | Yes | No | Numeric |  | Any Sex | Live or Dead | mg / kg / day |  |  | User Defined Formula | Range |  |  |  | 2 |  |  |  | (A/(B/1000))*C | A | Water Mean Consumption | Not Null (calculation fails if measurement is null)
2923 | Chemical Intake - Water | No | No | No | Yes | No | Numeric |  | Any Sex | Live or Dead | mg / kg / day |  |  | User Defined Formula | Range |  |  |  | 2 |  |  |  | (A/(B/1000))*C | B | Mean Bodyweight - All Times Pooled | Not Null (calculation fails if measurement is null)
2923 | Chemical Intake - Water | No | No | No | Yes | No | Numeric |  | Any Sex | Live or Dead | mg / kg / day |  |  | User Defined Formula | Range |  |  |  | 2 |  |  |  | (A/(B/1000))*C | C | Diet or Water Dose | Not Null (calculation fails if measurement is null)
3084 | Chloride | No | No | No | Yes | No | Numeric |  | Any Sex | Live or Dead | mmol/L |  |  |  | Single Occurrence
1772 | Cholesterol | No | No | No | Yes | No | Numeric |  | Any Sex | Live or Dead | mg/dL |  |  |  | Single Occurrence
4742 | Cholinesterase | No | No | No | Yes | No | Numeric |  | Any Sex | Live or Dead | IU/L |  |  |  | Single Occurrence
232 | Clin Ob Animal Examined | No | No | No | Yes | No | Boolean (0 No, 1 Yes) |  | Any Sex | Live or Dead |  | Yes | No | Special Calculation | Specific |  |  |  |  | Animal Examined
199 | Clin Obs % of Affected Animals | No | Yes | No | No | No | Numeric | [6 empty] | Summary Calculation | Single Occurrence | Across Subjects |  | Not Relative to Root Measurement | 0 | Proportion % Null | Clin Obs Animal has Clinical Observation
1930 | Clin Obs % of Animals with Symptoms | No | Yes | No | No | No | Numeric | [6 empty] | Summary Calculation | Single Occurrence | Across Subjects |  | Not Relative to Root Measurement | 1 | Proportion Percent | Clin Obs Affected Animal
1929 | Clin Obs % of NAD Animals | No | Yes | No | No | No | Numeric | [6 empty] | Summary Calculation | Single Occurrence | Across Subjects |  | Not Relative to Root Measurement | 1 | Proportion Percent | Clin Obs NAD Observation
1923 | Clin Obs Affected Animal | No | No | No | Yes | No | Boolean (0 No, 1 Yes) |  | Any Sex | Live or Dead |  |  |  | User Defined Formula | Single Occurrence | [7 empty] | NOT A | A | Clin Obs NAD Observation | Not Null (calculation fails if measurement is null)
230 | Clin Obs Animal Alive | No | No | No | Yes | No | Boolean (0 No, 1 Yes) |  | Any Sex | Live or Dead |  | Yes | No | Special Calculation | Specific |  |  |  |  | Animal Alive
1926 | Clin Obs Animal Alive at Start | No | No | No | Yes | No | Boolean (0 No, 1 Yes) |  | Any Sex | Live or Dead |  |  |  | Special Calculation | Single Occurrence |  |  |  |  | Animal Alive at Analysis Period Start
196 | Clin Obs Animal has Clinical Observation | No | No | No | Yes | No | Boolean (0 No, 1 Yes) |  | Any Sex | Live or Dead |  | Yes | No | User Defined Formula | Single Occurrence | [7 empty] | A > 0 | A | Clin Obs Number of Times Observation Recorded | Nullable
233 | Clin Obs Animals Examined | No | Yes | No | No | No | Numeric |  | Any Sex | Live or Dead |  |  |  | Summary Calculation | Specific | Across Subjects |  |  | 0 | Count Positives | Clin Ob Animal Examined | [6 empty] | For each group/sex combination the report shows the number of animals examined - that is to say with a recorded Clinical Observation (including NADs and Removals), within the group/sex at each time-period with results in the study data.
231 | Clin Obs Animals In Group | No | Yes | No | No | No | Numeric |  | Any Sex | Live or Dead |  |  |  | Summary Calculation | Specific | Across Subjects |  |  | 0 | Count Positives | Clin Obs Animal Alive | [6 empty] | For each group/sex combination the report shows the number of animals alive in the group/sex at each time-period with results in the study data.
186 | Clin Obs Day of Observation | No | No | No | Yes | No | Numeric |  | Any Sex | Live or Dead |  |  |  | Special Calculation | Specific |  |  |  | 0 | Day of Positive Value | Clinical Observation Recorded
348 | Clin Obs Days Seen | No | No | No | Yes | No | Alphanumeric |  | Any Sex | Live or Dead |  |  |  | Special Calculation | Single Occurrence |  |  |  |  | Days Result Present | Clinical Observation Recorded
200 | Clin Obs Duration in Group | No | Yes | No | No | No | Numeric | [6 empty] | User Defined Formula | Single Occurrence |  |  |  | 0 |  |  |  | (A-B)+1 -If(B <=0 AND NOT C, 1,0) | A | Clin Obs Last - seen in Group | Not Null (calculation fails if measurement is null)
200 | Clin Obs Duration in Group | No | Yes | No | No | No | Numeric | [6 empty] | User Defined Formula | Single Occurrence |  |  |  | 0 |  |  |  | (A-B)+1 -If(B <=0 AND NOT C, 1,0) | B | Clin Obs First - seen in Group | Not Null (calculation fails if measurement is null)
200 | Clin Obs Duration in Group | No | Yes | No | No | No | Numeric | [6 empty] | User Defined Formula | Single Occurrence |  |  |  | 0 |  |  |  | (A-B)+1 -If(B <=0 AND NOT C, 1,0) | C | Group Request Day Zero | Not Null (calculation fails if measurement is null)
214 | Clin Obs Female Pups Affected out of Litter Size | No | No | No | Yes | No | Alphanumeric |  | Females Only | Live or Dead |  |  |  | User Defined Formula | Specific | [7 empty] | IIF(A IS NOTHING, NOTHING, A & "/" & B & " (F)") | A | Clin Obs Number of Female Pups Affected | Not Null (calculation fails if measurement is null)
214 | Clin Obs Female Pups Affected out of Litter Size | No | No | No | Yes | No | Alphanumeric |  | Females Only | Live or Dead |  |  |  | User Defined Formula | Specific | [7 empty] | IIF(A IS NOTHING, NOTHING, A & "/" & B & " (F)") | B | Clin Obs Number of Female Pups Examined | Not Null (calculation fails if measurement is null)
194 | Clin Obs First - seen in Group | No | Yes | No | No | No | Alphanumeric | [6 empty] | Special Calculation | Single Occurrence |  |  | Not Relative to Root Measurement |  | First Timeslot Value String | Clin Obs First Day of Observation
188 | Clin Obs First Day of Observation | No | No | No | Yes | No | Alphanumeric |  | Any Sex | Live or Dead |  |  |  | Special Calculation | Single Occurrence |  |  | Not Relative to Root Measurement |  | First Timeslot Value | Clin Obs Day of Observation
189 | Clin Obs First seen - Last seen | No | No | No | Yes | No | Alphanumeric |  | Any Sex | Live or Dead |  |  |  | User Defined Formula | Single Occurrence | [7 empty] | String.Concat(A," to ",B) | A | Clin Obs First Day of Observation | Not Null (calculation fails if measurement is null) | 2,-1
189 | Clin Obs First seen - Last seen | No | No | No | Yes | No | Alphanumeric |  | Any Sex | Live or Dead |  |  |  | User Defined Formula | Single Occurrence | [7 empty] | String.Concat(A," to ",B) | B | Clin Obs Last Day of Observation | Not Null (calculation fails if measurement is null) | 2,-1
195 | Clin Obs First seen to Last seen in Group | No | Yes | No | No | No | Alphanumeric | [6 empty] | User Defined Formula | Single Occurrence | [7 empty] | STRING.CONCAT(CSTR(A)," - ",CSTR(B)) | A | Clin Obs First - seen in Group | Not Null (calculation fails if measurement is null)
195 | Clin Obs First seen to Last seen in Group | No | Yes | No | No | No | Alphanumeric | [6 empty] | User Defined Formula | Single Occurrence | [7 empty] | STRING.CONCAT(CSTR(A)," - ",CSTR(B)) | B | Clin Obs Last - seen in Group | Not Null (calculation fails if measurement is null)
190 | Clin Obs First/Last Interval (Days) | No | No | No | Yes | No | Numeric |  | Any Sex | Live or Dead |  |  |  | User Defined Formula | Single Occurrence |  |  |  | 0 |  |  |  | IF(STARTNUMBER(A) = 0 ANDALSO STARTNUMBER(B) = 0, NOTHING, STARTNUMBER(A) - STARTNUMBER(B) + 1 - IF(STARTNUMBER(B) <= 0 AND NOT C, 1, 0)) | A | Clin Obs Last Day of Observation | Not Null (calculation fails if measurement is null)
190 | Clin Obs First/Last Interval (Days) | No | No | No | Yes | No | Numeric |  | Any Sex | Live or Dead |  |  |  | User Defined Formula | Single Occurrence |  |  |  | 0 |  |  |  | IF(STARTNUMBER(A) = 0 ANDALSO STARTNUMBER(B) = 0, NOTHING, STARTNUMBER(A) - STARTNUMBER(B) + 1 - IF(STARTNUMBER(B) <= 0 AND NOT C, 1, 0)) | B | Clin Obs First Day of Observation | Not Null (calculation fails if measurement is null)
190 | Clin Obs First/Last Interval (Days) | No | No | No | Yes | No | Numeric |  | Any Sex | Live or Dead |  |  |  | User Defined Formula | Single Occurrence |  |  |  | 0 |  |  |  | IF(STARTNUMBER(A) = 0 ANDALSO STARTNUMBER(B) = 0, NOTHING, STARTNUMBER(A) - STARTNUMBER(B) + 1 - IF(STARTNUMBER(B) <= 0 AND NOT C, 1, 0)) | C | Request Day Zero | Nullable
193 | Clin Obs Last - seen in Group | No | Yes | No | No | No | Alphanumeric | [6 empty] | Special Calculation | Single Occurrence |  |  | Not Relative to Root Measurement |  | Last Timeslot Value String | Clin Obs Last Day of Observation
187 | Clin Obs Last Day of Observation | No | No | No | Yes | No | Alphanumeric |  | Any Sex | Live or Dead |  |  |  | Special Calculation | Single Occurrence |  |  | Not Relative to Root Measurement |  | Last Timeslot Value | Clin Obs Day of Observation
211 | Clin Obs Male Pups Affected out of Litter Size | No | No | No | Yes | No | Alphanumeric |  | Females Only | Live or Dead |  |  |  | User Defined Formula | Specific | [7 empty] | IIF(A IS NOTHING, NOTHING, A & "/" & B & " (M)") | A | Clin Obs Number of Male Pups Affected | Not Null (calculation fails if measurement is null)
211 | Clin Obs Male Pups Affected out of Litter Size | No | No | No | Yes | No | Alphanumeric |  | Females Only | Live or Dead |  |  |  | User Defined Formula | Specific | [7 empty] | IIF(A IS NOTHING, NOTHING, A & "/" & B & " (M)") | B | Clin Obs Number of Male Pups Examined | Not Null (calculation fails if measurement is null)
1922 | Clin Obs NAD Observation | No | No | No | Yes | No | Boolean (0 No, 1 Yes) |  | Any Sex | Live or Dead |  |  |  | Special Calculation | Single Occurrence |  |  |  |  | Animal NAD
197 | Clin Obs Number of Animals Affected | No | Yes | No | No | No | Numeric | [6 empty] | Summary Calculation | Single Occurrence | Across Subjects |  | Not Relative to Root Measurement | 0 | Count Positives Null | Clin Obs Animal has Clinical Observation
204 | Clin Obs Number of Days Observation Recorded | No | No | No | Yes | No | Numeric |  | Any Sex | Live or Dead |  |  |  | Summary Calculation | Single Occurrence | Across Time |  | Not Relative to Root Measurement | 0 | Count Positives Null per Day | Clinical Observation Recorded | [6 empty] | INTERMEDIATE ENDPOINT: this is used in the derivation of CI13
205 | Clin Obs Number of Days Observation Recorded | No | Yes | No | No | No | Numeric | [6 empty] | Summary Calculation | Single Occurrence | Across Subjects |  | Not Relative to Root Measurement | 0 | Sum | Clin Obs Number of Days Observation Recorded | [6 empty] | A count of the number of times the observation was seen, per day, against any animal in the group/sex combination at any point within the report analysis period.
295 | Clin Obs Number of Days Seen | No | Yes | No | No | No | Numeric | [6 empty] | Summary Calculation | Single Occurrence | Across Subjects |  |  | 0 | Sum | Clin Obs Number of Days Seen
266 | Clin Obs Number of Days Seen | No | No | No | Yes | No | Numeric |  | Any Sex | Live or Dead |  |  |  | Special Calculation | Single Occurrence |  |  |  | 0 | Event Range Incidence | Clinical Observation Recorded
212 | Clin Obs Number of Female Pups Affected | No | No | No | Yes | No | Numeric |  | Females Only | Live or Dead |  |  |  | Summary Calculation | Specific | Across Subjects |  |  | 0 | Count Numeric Positives Female (No Zero) | Clinical Observation Incidence
213 | Clin Obs Number of Female Pups Examined | No | No | No | Yes | No | Numeric |  | Females Only | Live or Dead |  |  |  | Summary Calculation | Specific | Across Subjects |  | Not Relative to Root Measurement | 0 | Count Females | Clinical Observation Incidence
209 | Clin Obs Number of Male Pups Affected | No | No | No | Yes | No | Numeric |  | Females Only | Live or Dead |  |  |  | Summary Calculation | Specific | Across Subjects |  |  | 0 | Count Numeric Positives Male (No Zero) | Clinical Observation Incidence
210 | Clin Obs Number of Male Pups Examined | No | No | No | Yes | No | Numeric |  | Females Only | Live or Dead |  |  |  | Summary Calculation | Specific | Across Subjects |  | Not Relative to Root Measurement | 0 | Count Males | Clinical Observation Incidence
206 | Clin Obs Number of Pups Affected | No | No | No | Yes | No | Numeric |  | Females Only | Live or Dead |  |  |  | Summary Calculation | Specific | Across Subjects |  |  | 0 | Count Positives Null | Clinical Observation Recorded
207 | Clin Obs Number of Pups Examined | No | No | No | Yes | No | Numeric |  | Females Only | Live or Dead |  |  |  | Summary Calculation | Specific | Across Subjects |  | Not Relative to Root Measurement | 0 | Count (N) | Clinical Observation Recorded
198 | Clin Obs Number of Times Observation Recorded | No | Yes | No | No | No | Numeric | [6 empty] | Summary Calculation | Single Occurrence | Across Subjects |  | Not Relative to Root Measurement | 0 | Sum | Clin Obs Number of Times Observation Recorded
192 | Clin Obs Number of Times Observation Recorded | No | No | No | Yes | No | Numeric |  | Any Sex | Live or Dead |  |  |  | Summary Calculation | Single Occurrence | Across Time |  | Not Relative to Root Measurement | 0 | Sum | Clinical Observation Incidence
215 | Clin Obs Number of Unsexed Pups Affected | No | No | No | Yes | No | Numeric |  | Females Only | Live or Dead |  |  |  | Summary Calculation | Specific | Across Subjects |  |  | 0 | Count Numeric Positives Unsexed (No Zero) | Clinical Observation Incidence
216 | Clin Obs Number of Unsexed Pups Examined | No | No | No | Yes | No | Numeric |  | Females Only | Live or Dead |  |  |  | Summary Calculation | Specific | Across Subjects |  | Not Relative to Root Measurement | 0 | Count Unsexed | Clinical Observation Incidence
208 | Clin Obs Pups Affected out of Litter Size | No | No | No | Yes | No | Alphanumeric |  | Females Only | Live or Dead |  |  |  | User Defined Formula | Specific | [7 empty] | IIF(A IS NOTHING, NOTHING, A & "/" & B) | A | Clin Obs Number of Pups Affected | Not Null (calculation fails if measurement is null)
208 | Clin Obs Pups Affected out of Litter Size | No | No | No | Yes | No | Alphanumeric |  | Females Only | Live or Dead |  |  |  | User Defined Formula | Specific | [7 empty] | IIF(A IS NOTHING, NOTHING, A & "/" & B) | B | Do Not Use Cmb - Litter Size (Fixed) | Not Null (calculation fails if measurement is null)
191 | Clin Obs Range | No | No | No | Yes | No | Alphanumeric |  | Any Sex | Live or Dead |  |  |  | Special Calculation | Single Occurrence |  |  |  |  | Event Range | Clinical Observation Recorded | [5 empty] | 1
1932 | Clin Obs Total Number of Animals Alive at Start | No | Yes | No | No | No | Numeric | [6 empty] | Summary Calculation | Single Occurrence | Across Subjects |  | Not Relative to Root Measurement | 0 | Count Positives | Clin Obs Animal Alive at Start
1928 | Clin Obs Total Number of Animals Examined | No | Yes | No | No | No | Numeric | [6 empty] | Summary Calculation | Single Occurrence | Across Subjects |  | Not Relative to Root Measurement | 0 | Count (N) | Clin Obs NAD Observation
1931 | Clin Obs Total Number of Animals in Group | No | Yes | No | No | No | Numeric | [6 empty] | User Defined Formula | Single Occurrence |  |  |  | 0 |  |  |  | A + B | A | Group Size - Females | Not Null (calculation fails if measurement is null)
1931 | Clin Obs Total Number of Animals in Group | No | Yes | No | No | No | Numeric | [6 empty] | User Defined Formula | Single Occurrence |  |  |  | 0 |  |  |  | A + B | B | Group Size - Males | Not Null (calculation fails if measurement is null)
1927 | Clin Obs Total Number of NAD Animals | No | Yes | No | No | No | Numeric | [6 empty] | Summary Calculation | Single Occurrence | Across Subjects |  | Not Relative to Root Measurement | 0 | Count Positives | Clin Obs NAD Observation
217 | Clin Obs Unsexed Pups Affected out of Litter Size | No | No | No | Yes | No | Alphanumeric |  | Females Only | Live or Dead |  |  |  | User Defined Formula | Specific | [7 empty] | IIF(A IS NOTHING, NOTHING, A & "/" & B & " (U)") | A | Clin Obs Number of Unsexed Pups Affected | Not Null (calculation fails if measurement is null)
217 | Clin Obs Unsexed Pups Affected out of Litter Size | No | No | No | Yes | No | Alphanumeric |  | Females Only | Live or Dead |  |  |  | User Defined Formula | Specific | [7 empty] | IIF(A IS NOTHING, NOTHING, A & "/" & B & " (U)") | B | Do Not Use Cmb - Unsexed Litter Size | Not Null (calculation fails if measurement is null)
18 | Clinical Observation | No | No | No | Yes | Yes | Boolean (0 No, 1 Yes) |  | Any Sex | Live or Dead |  | Yes | No |  | Specific
293 | Clinical Observation Incidence | No | No | No | Yes | Yes | Numeric |  | Any Sex | Live or Dead |  |  |  |  | Specific
294 | Clinical Observation Recorded | No | No | No | Yes | Yes | Boolean (0 No, 1 Yes) |  | Any Sex | Live or Dead |  | Yes | No | Special Calculation | Specific |  |  |  |  | Numeric To Boolean | Clinical Observation Incidence
87 | Coefficient of Variance - Left Eye | No | No | No | Yes | No | Numeric |  | Any Sex | Live or Dead |  |  |  |  | Specific
96 | Coefficient of Variance - Right Eye | No | No | No | Yes | No | Numeric |  | Any Sex | Live or Dead |  |  |  |  | Specific
6607 | Compliance | No | No | No | Yes | No | Numeric |  | Any Sex | Live or Dead |  |  |  |  | Specific
7513 | Consistent Behavior AM Observation First Off | No | No | No | Yes | No | Boolean (0 No, 1 Yes) |  | Any Sex | Live or Dead |  | Yes | No | Special Calculation | Specific |  |  |  |  | Alpha To Boolean | AM Obs Consistent First Off | [5 empty] | yes
7509 | Consistent Behavior AM Observation First On | No | No | No | Yes | No | Boolean (0 No, 1 Yes) |  | Any Sex | Live or Dead |  | Yes | No | Special Calculation | Specific |  |  |  |  | Alpha To Boolean | AM Obs Consistent First On | [5 empty] | yes
7515 | Consistent Behavior PM Observation First Off | No | No | No | Yes | No | Boolean (0 No, 1 Yes) |  | Any Sex | Live or Dead |  | Yes | No | Special Calculation | Specific |  |  |  |  | Alpha To Boolean | PM Obs Consistent First Off | [5 empty] | yes
7511 | Consistent Behavior PM Observation First On | No | No | No | Yes | No | Boolean (0 No, 1 Yes) |  | Any Sex | Live or Dead |  | Yes | No | Special Calculation | Specific |  |  |  |  | Alpha To Boolean | PM Obs Consistent First On | [5 empty] | yes
4682 | Constant for Test Article | No | No | No | Yes | No | Numeric |  | Any Sex | Live or Dead |  |  |  |  | Specific
3241 | Control Mean Ear Thickness Day 3 | No | No | No | Yes | No | Numeric |  | Any Sex | Live or Dead | 10^-2 mm |  |  |  | Single Occurrence
3209 | Control Mean Ear Thickness Day 6 | No | No | No | Yes | No | Numeric |  | Any Sex | Live or Dead | 10^-2 mm |  |  |  | Single Occurrence
3210 | Control Mean Ear Weight | No | No | No | Yes | No | Numeric |  | Any Sex | Live or Dead | mg |  |  |  | Single Occurrence
3225 | Control Mean Lymph Node DPM | No | No | No | Yes | No | Numeric |  | Any Sex | Live or Dead |  |  |  |  | Single Occurrence
4 | Corpora Lutea - Left | No | No | No | Yes | No | Numeric |  | Females Only | Dead Only |  |  |  |  | Single Occurrence
5 | Corpora Lutea - Right | No | No | No | Yes | No | Numeric |  | Females Only | Dead Only |  |  |  |  | Single Occurrence
1567 | Corpora Lutea Total | No | No | No | Yes | No | Numeric |  | Females Only | Dead Only |  |  |  | User Defined Formula | Single Occurrence |  |  |  | 0 |  |  |  | A+B | A | Corpora Lutea - Left | Not Null (calculation fails if measurement is null)
1567 | Corpora Lutea Total | No | No | No | Yes | No | Numeric |  | Females Only | Dead Only |  |  |  | User Defined Formula | Single Occurrence |  |  |  | 0 |  |  |  | A+B | B | Corpora Lutea - Right | Not Null (calculation fails if measurement is null)
5285 | Corrected Female Pup-a Concentration | No | No | No | Yes | No | Numeric |  | Any Sex | Live or Dead |  |  |  |  | Single Occurrence
5286 | Corrected Female Pup-b Concentration | No | No | No | Yes | No | Numeric |  | Any Sex | Live or Dead |  |  |  |  | Single Occurrence
5254 | Corrected Fetus PFOA Concentration | No | No | No | Yes | No | Numeric |  | Any Sex | Live or Dead | ng/g |  |  |  | Single Occurrence
5244 | Corrected Liver PFOA Concentration | No | No | No | Yes | No | Numeric |  | Any Sex | Live or Dead | ng/g |  |  |  | Single Occurrence
5281 | Corrected Male Pup-a Concentration | No | No | No | Yes | No | Numeric |  | Any Sex | Live or Dead |  |  |  |  | Single Occurrence
5282 | Corrected Male Pup-b Concentration | No | No | No | Yes | No | Numeric |  | Any Sex | Live or Dead |  |  |  |  | Single Occurrence
5283 | Corrected Male Pup-c Concentration | No | No | No | Yes | No | Numeric |  | Any Sex | Live or Dead |  |  |  |  | Single Occurrence
5284 | Corrected Male Pup-d Concentration | No | No | No | Yes | No | Numeric |  | Any Sex | Live or Dead |  |  |  |  | Single Occurrence
5242 | Corrected Plasma PFOA Concentration | No | No | No | Yes | No | Numeric |  | Any Sex | Live or Dead | ng/mL |  |  |  | Single Occurrence
5249 | Corrected Pup(a) PFOA Concentration | No | No | No | Yes | No | Numeric |  | Any Sex | Live or Dead | ng/g |  |  |  | Single Occurrence
5250 | Corrected Pup(b) PFOA Concentration | No | No | No | Yes | No | Numeric |  | Any Sex | Live or Dead | ng/g |  |  |  | Single Occurrence
5251 | Corrected Pup(c) PFOA Concentration | No | No | No | Yes | No | Numeric |  | Any Sex | Live or Dead | ng/g |  |  |  | Single Occurrence
5252 | Corrected Pup(d) PFOA Concentration | No | No | No | Yes | No | Numeric |  | Any Sex | Live or Dead | ng/g |  |  |  | Single Occurrence
2577 | Corrected Scheduled Removals Days 4-21 (post cull) | No | No | No | Yes | No | Numeric |  | Any Sex | Live or Dead |  |  |  | User Defined Formula | Single Occurrence |  |  |  | 0 |  |  |  | A-B | A | Number Scheduled Removals Days 4-21 (post cull) | Not Null (calculation fails if measurement is null)
2577 | Corrected Scheduled Removals Days 4-21 (post cull) | No | No | No | Yes | No | Numeric |  | Any Sex | Live or Dead |  |  |  | User Defined Formula | Single Occurrence |  |  |  | 0 |  |  |  | A-B | B | Total Culled Pups | Not Null (calculation fails if measurement is null)
2582 | Corrected Scheduled Removals Days 4-28 (post cull) | No | No | No | Yes | No | Numeric |  | Any Sex | Live or Dead |  |  |  | User Defined Formula | Single Occurrence |  |  |  | 0 |  |  |  | A-B | A | Number Scheduled Removals Days 4-28 (post cull) | Not Null (calculation fails if measurement is null)
2582 | Corrected Scheduled Removals Days 4-28 (post cull) | No | No | No | Yes | No | Numeric |  | Any Sex | Live or Dead |  |  |  | User Defined Formula | Single Occurrence |  |  |  | 0 |  |  |  | A-B | B | Total Culled Pups | Not Null (calculation fails if measurement is null)
2552 | Corrected Scheduled Removals Days 4-7 (post cull) | No | No | No | Yes | No | Numeric |  | Any Sex | Live or Dead |  |  |  | User Defined Formula | Single Occurrence |  |  |  | 0 |  |  |  | A-B | A | Number Scheduled Removals Days 4-7 (post cull) | Not Null (calculation fails if measurement is null)
2552 | Corrected Scheduled Removals Days 4-7 (post cull) | No | No | No | Yes | No | Numeric |  | Any Sex | Live or Dead |  |  |  | User Defined Formula | Single Occurrence |  |  |  | 0 |  |  |  | A-B | B | Total Culled Pups | Not Null (calculation fails if measurement is null)
6285 | Count A | No | No | No | Yes | No | Numeric |  | Any Sex | Live or Dead |  |  |  |  | Single Occurrence
6302 | Count B | No | No | No | Yes | No | Numeric |  | Any Sex | Live or Dead |  |  |  |  | Single Occurrence
6281 | Count Nonstim | No | No | No | Yes | No | Numeric |  | Any Sex | Live or Dead |  |  |  |  | Single Occurrence
2703 | Covariate Mean Live Female Fetal Weight per Litter | No | No | No | Yes | No | Numeric |  | Any Sex | Live or Dead | g |  |  | Summary Calculation | Single Occurrence | Across Subjects |  | Not Relative to Root Measurement | 2 | Mean | Live Female Fetus Weight
2701 | Covariate Mean Live Fetal Weight per Litter | No | No | No | Yes | No | Numeric |  | Any Sex | Live or Dead | g |  |  | Summary Calculation | Single Occurrence | Across Subjects |  | Not Relative to Root Measurement | 2 | Mean | Live Fetus Weight
2702 | Covariate Mean Live Male Fetal Weight per Litter | No | No | No | Yes | No | Numeric |  | Any Sex | Live or Dead | g |  |  | Summary Calculation | Single Occurrence | Across Subjects |  | Not Relative to Root Measurement | 2 | Mean | Live Male Fetus Weight
3522 | Cowper's Glands Terminal BW (mg/g) | No | No | No | Yes | No | Numeric |  | Males Only | Dead Only | mg/g |  |  | User Defined Formula | Single Occurrence |  |  |  | 2 |  |  |  | (A*1000)/B | A | Cowper's Glands Weight | Not Null (calculation fails if measurement is null)
3522 | Cowper's Glands Terminal BW (mg/g) | No | No | No | Yes | No | Numeric |  | Males Only | Dead Only | mg/g |  |  | User Defined Formula | Single Occurrence |  |  |  | 2 |  |  |  | (A*1000)/B | B | Terminal Bodyweight | Not Null (calculation fails if measurement is null)
3521 | Cowper's Glands Weight | No | No | No | Yes | No | Numeric |  | Males Only | Dead Only | g |  |  |  | Single Occurrence
3821 | Cowpers Gland (PR)/Brain Weight (%) | No | No | No | Yes | No | Numeric |  | Males Only | Dead Only | % |  |  | User Defined Formula | Single Occurrence |  |  |  | 4 |  |  |  | A/B*100 | A | Cowper's Glands Weight | Not Null (calculation fails if measurement is null)
3821 | Cowpers Gland (PR)/Brain Weight (%) | No | No | No | Yes | No | Numeric |  | Males Only | Dead Only | % |  |  | User Defined Formula | Single Occurrence |  |  |  | 4 |  |  |  | A/B*100 | B | Brain Weight | Not Null (calculation fails if measurement is null)
6781 | CPM per Lung | No | No | No | Yes | No | Numeric |  | Any Sex | Live or Dead |  |  |  |  | Single Occurrence
1770 | Creatine kinase | No | No | No | Yes | No | Numeric |  | Any Sex | Live or Dead | IU/L |  |  |  | Single Occurrence
1768 | Creatinine | No | No | No | Yes | No | Numeric |  | Any Sex | Live or Dead | mg/dL |  |  |  | Single Occurrence
11 | Crown/Rump Length | No | No | No | No | Yes | Numeric |  | Any Sex | Live or Dead | mm |  |  |  | Single Occurrence
4629 | CTL % Cytotoxicity (10:1) | No | No | No | Yes | No | Numeric |  | Any Sex | Live or Dead | % |  |  | User Defined Formula | Single Occurrence |  |  |  | 1 |  |  |  | IIF(A<B,0,((A-B)/(C-B))*100) | A | Average 10:1 CTL | Not Null (calculation fails if measurement is null)
4629 | CTL % Cytotoxicity (10:1) | No | No | No | Yes | No | Numeric |  | Any Sex | Live or Dead | % |  |  | User Defined Formula | Single Occurrence |  |  |  | 1 |  |  |  | IIF(A<B,0,((A-B)/(C-B))*100) | B | CTL Average Spontaneous Release | Not Null (calculation fails if measurement is null)
4629 | CTL % Cytotoxicity (10:1) | No | No | No | Yes | No | Numeric |  | Any Sex | Live or Dead | % |  |  | User Defined Formula | Single Occurrence |  |  |  | 1 |  |  |  | IIF(A<B,0,((A-B)/(C-B))*100) | C | CTL Average Maximum Release | Not Null (calculation fails if measurement is null)
3819 | CTL % Cytotoxicity (12.5:1) | No | No | No | Yes | No | Numeric |  | Any Sex | Live or Dead | % |  |  | User Defined Formula | Single Occurrence |  |  |  | 1 |  |  |  | IIF(A<B,0,((A-B)/(C-B))*100) | A | Average 12.5:1 CTL | Not Null (calculation fails if measurement is null)
3819 | CTL % Cytotoxicity (12.5:1) | No | No | No | Yes | No | Numeric |  | Any Sex | Live or Dead | % |  |  | User Defined Formula | Single Occurrence |  |  |  | 1 |  |  |  | IIF(A<B,0,((A-B)/(C-B))*100) | B | CTL Average Spontaneous Release | Not Null (calculation fails if measurement is null)
3819 | CTL % Cytotoxicity (12.5:1) | No | No | No | Yes | No | Numeric |  | Any Sex | Live or Dead | % |  |  | User Defined Formula | Single Occurrence |  |  |  | 1 |  |  |  | IIF(A<B,0,((A-B)/(C-B))*100) | C | CTL Average Maximum Release | Not Null (calculation fails if measurement is null)
4628 | CTL % Cytotoxicity (20:1) | No | No | No | Yes | No | Numeric |  | Any Sex | Live or Dead | % |  |  | User Defined Formula | Single Occurrence |  |  |  | 1 |  |  |  | IIF(A<B,0,((A-B)/(C-B))*100) | A | Average 20:1 CTL | Not Null (calculation fails if measurement is null)
4628 | CTL % Cytotoxicity (20:1) | No | No | No | Yes | No | Numeric |  | Any Sex | Live or Dead | % |  |  | User Defined Formula | Single Occurrence |  |  |  | 1 |  |  |  | IIF(A<B,0,((A-B)/(C-B))*100) | B | CTL Average Spontaneous Release | Not Null (calculation fails if measurement is null)
4628 | CTL % Cytotoxicity (20:1) | No | No | No | Yes | No | Numeric |  | Any Sex | Live or Dead | % |  |  | User Defined Formula | Single Occurrence |  |  |  | 1 |  |  |  | IIF(A<B,0,((A-B)/(C-B))*100) | C | CTL Average Maximum Release | Not Null (calculation fails if measurement is null)
3818 | CTL % Cytotoxicity (25:1) | No | No | No | Yes | No | Numeric |  | Any Sex | Live or Dead | % |  |  | User Defined Formula | Single Occurrence |  |  |  | 1 |  |  |  | IIF(A<B,0,((A-B)/(C-B))*100) | A | Average 25:1 CTL | Not Null (calculation fails if measurement is null)
3818 | CTL % Cytotoxicity (25:1) | No | No | No | Yes | No | Numeric |  | Any Sex | Live or Dead | % |  |  | User Defined Formula | Single Occurrence |  |  |  | 1 |  |  |  | IIF(A<B,0,((A-B)/(C-B))*100) | B | CTL Average Spontaneous Release | Not Null (calculation fails if measurement is null)
3818 | CTL % Cytotoxicity (25:1) | No | No | No | Yes | No | Numeric |  | Any Sex | Live or Dead | % |  |  | User Defined Formula | Single Occurrence |  |  |  | 1 |  |  |  | IIF(A<B,0,((A-B)/(C-B))*100) | C | CTL Average Maximum Release | Not Null (calculation fails if measurement is null)
3817 | CTL % Cytotoxicity (50:1) | No | No | No | Yes | No | Numeric |  | Any Sex | Live or Dead | % |  |  | User Defined Formula | Single Occurrence |  |  |  | 1 |  |  |  | IIF(A<B,0,((A-B)/(C-B))*100) | A | Average 50:1 CTL | Not Null (calculation fails if measurement is null)
3817 | CTL % Cytotoxicity (50:1) | No | No | No | Yes | No | Numeric |  | Any Sex | Live or Dead | % |  |  | User Defined Formula | Single Occurrence |  |  |  | 1 |  |  |  | IIF(A<B,0,((A-B)/(C-B))*100) | B | CTL Average Spontaneous Release | Not Null (calculation fails if measurement is null)
3817 | CTL % Cytotoxicity (50:1) | No | No | No | Yes | No | Numeric |  | Any Sex | Live or Dead | % |  |  | User Defined Formula | Single Occurrence |  |  |  | 1 |  |  |  | IIF(A<B,0,((A-B)/(C-B))*100) | C | CTL Average Maximum Release | Not Null (calculation fails if measurement is null)
4630 | CTL % Cytotoxicity (5:1) | No | No | No | Yes | No | Numeric |  | Any Sex | Live or Dead | % |  |  | User Defined Formula | Single Occurrence |  |  |  | 1 |  |  |  | IIF(A<B,0,((A-B)/(C-B))*100) | A | Average 5:1 CTL | Not Null (calculation fails if measurement is null)
4630 | CTL % Cytotoxicity (5:1) | No | No | No | Yes | No | Numeric |  | Any Sex | Live or Dead | % |  |  | User Defined Formula | Single Occurrence |  |  |  | 1 |  |  |  | IIF(A<B,0,((A-B)/(C-B))*100) | B | CTL Average Spontaneous Release | Not Null (calculation fails if measurement is null)
4630 | CTL % Cytotoxicity (5:1) | No | No | No | Yes | No | Numeric |  | Any Sex | Live or Dead | % |  |  | User Defined Formula | Single Occurrence |  |  |  | 1 |  |  |  | IIF(A<B,0,((A-B)/(C-B))*100) | C | CTL Average Maximum Release | Not Null (calculation fails if measurement is null)
3820 | CTL % Spontaneous Release | No | No | No | Yes | No | Numeric |  | Any Sex | Live or Dead | % |  |  | User Defined Formula | Single Occurrence |  |  |  | 1 |  |  |  | (A/B)*100 | A | CTL Average Spontaneous Release | Not Null (calculation fails if measurement is null)
3820 | CTL % Spontaneous Release | No | No | No | Yes | No | Numeric |  | Any Sex | Live or Dead | % |  |  | User Defined Formula | Single Occurrence |  |  |  | 1 |  |  |  | (A/B)*100 | B | CTL Average Maximum Release | Not Null (calculation fails if measurement is null)
3812 | CTL Average Maximum Release | No | No | No | Yes | No | Numeric |  | Any Sex | Live or Dead |  |  |  | User Defined Formula | Single Occurrence |  |  |  | 1 |  |  |  | IIF(A IS NOTHING AND B IS NOTHING AND C IS NOTHING AND D IS NOTHING AND E IS NOTHING AND F IS NOTHING,NOTHING,AVG(A,B,C,D,E,F)) | A | Max1 (CTL) | Nullable
3812 | CTL Average Maximum Release | No | No | No | Yes | No | Numeric |  | Any Sex | Live or Dead |  |  |  | User Defined Formula | Single Occurrence |  |  |  | 1 |  |  |  | IIF(A IS NOTHING AND B IS NOTHING AND C IS NOTHING AND D IS NOTHING AND E IS NOTHING AND F IS NOTHING,NOTHING,AVG(A,B,C,D,E,F)) | B | Max2 (CTL) | Nullable
3812 | CTL Average Maximum Release | No | No | No | Yes | No | Numeric |  | Any Sex | Live or Dead |  |  |  | User Defined Formula | Single Occurrence |  |  |  | 1 |  |  |  | IIF(A IS NOTHING AND B IS NOTHING AND C IS NOTHING AND D IS NOTHING AND E IS NOTHING AND F IS NOTHING,NOTHING,AVG(A,B,C,D,E,F)) | C | Max3 (CTL) | Nullable
3812 | CTL Average Maximum Release | No | No | No | Yes | No | Numeric |  | Any Sex | Live or Dead |  |  |  | User Defined Formula | Single Occurrence |  |  |  | 1 |  |  |  | IIF(A IS NOTHING AND B IS NOTHING AND C IS NOTHING AND D IS NOTHING AND E IS NOTHING AND F IS NOTHING,NOTHING,AVG(A,B,C,D,E,F)) | D | Max4 (CTL) | Nullable
3812 | CTL Average Maximum Release | No | No | No | Yes | No | Numeric |  | Any Sex | Live or Dead |  |  |  | User Defined Formula | Single Occurrence |  |  |  | 1 |  |  |  | IIF(A IS NOTHING AND B IS NOTHING AND C IS NOTHING AND D IS NOTHING AND E IS NOTHING AND F IS NOTHING,NOTHING,AVG(A,B,C,D,E,F)) | E | Max5 (CTL) | Nullable
3812 | CTL Average Maximum Release | No | No | No | Yes | No | Numeric |  | Any Sex | Live or Dead |  |  |  | User Defined Formula | Single Occurrence |  |  |  | 1 |  |  |  | IIF(A IS NOTHING AND B IS NOTHING AND C IS NOTHING AND D IS NOTHING AND E IS NOTHING AND F IS NOTHING,NOTHING,AVG(A,B,C,D,E,F)) | F | MAX6 (CTL) | Nullable
3813 | CTL Average Spontaneous Release | No | No | No | Yes | No | Numeric |  | Any Sex | Live or Dead |  |  |  | User Defined Formula | Single Occurrence |  |  |  | 1 |  |  |  | IIF(A IS NOTHING AND B IS NOTHING AND C IS NOTHING AND D IS NOTHING AND E IS NOTHING AND F IS NOTHING,NOTHING,AVG(A,B,C,D,E,F)) | A | Spon1 (CTL) | Nullable
3813 | CTL Average Spontaneous Release | No | No | No | Yes | No | Numeric |  | Any Sex | Live or Dead |  |  |  | User Defined Formula | Single Occurrence |  |  |  | 1 |  |  |  | IIF(A IS NOTHING AND B IS NOTHING AND C IS NOTHING AND D IS NOTHING AND E IS NOTHING AND F IS NOTHING,NOTHING,AVG(A,B,C,D,E,F)) | B | Spon2 (CTL) | Nullable
3813 | CTL Average Spontaneous Release | No | No | No | Yes | No | Numeric |  | Any Sex | Live or Dead |  |  |  | User Defined Formula | Single Occurrence |  |  |  | 1 |  |  |  | IIF(A IS NOTHING AND B IS NOTHING AND C IS NOTHING AND D IS NOTHING AND E IS NOTHING AND F IS NOTHING,NOTHING,AVG(A,B,C,D,E,F)) | C | Spon3 (CTL) | Nullable
3813 | CTL Average Spontaneous Release | No | No | No | Yes | No | Numeric |  | Any Sex | Live or Dead |  |  |  | User Defined Formula | Single Occurrence |  |  |  | 1 |  |  |  | IIF(A IS NOTHING AND B IS NOTHING AND C IS NOTHING AND D IS NOTHING AND E IS NOTHING AND F IS NOTHING,NOTHING,AVG(A,B,C,D,E,F)) | D | Spon4 (CTL) | Nullable
3813 | CTL Average Spontaneous Release | No | No | No | Yes | No | Numeric |  | Any Sex | Live or Dead |  |  |  | User Defined Formula | Single Occurrence |  |  |  | 1 |  |  |  | IIF(A IS NOTHING AND B IS NOTHING AND C IS NOTHING AND D IS NOTHING AND E IS NOTHING AND F IS NOTHING,NOTHING,AVG(A,B,C,D,E,F)) | E | Spon5 (CTL) | Nullable
3813 | CTL Average Spontaneous Release | No | No | No | Yes | No | Numeric |  | Any Sex | Live or Dead |  |  |  | User Defined Formula | Single Occurrence |  |  |  | 1 |  |  |  | IIF(A IS NOTHING AND B IS NOTHING AND C IS NOTHING AND D IS NOTHING AND E IS NOTHING AND F IS NOTHING,NOTHING,AVG(A,B,C,D,E,F)) | F | Spon6 (CTL) | Nullable
30 | Culling Day Number | Yes | No | No | No | No | Numeric |  | Females Only | Live or Dead |  |  |  |  | Single Occurrence
4522 | Curvilinear Velocity (IVOS) | No | No | No | Yes | No | Numeric |  | Males Only | Live or Dead | um/second |  |  |  | Single Occurrence
2514 | Cycle Length | No | No | No | Yes | No | Numeric |  | Females Only | Live or Dead |  |  |  | Special Calculation | Specific |  |  | Not Relative to Root Measurement | 0 | Cycle Length | Stage of Estrous | [5 empty] | E
5862 | CYP1A1 Concentration | No | No | No | Yes | No | Numeric |  | Any Sex | Live or Dead | ng/mL |  |  |  | Specific
5869 | CYP1A1 Tiss Conc | No | No | No | Yes | No | Numeric |  | Any Sex | Live or Dead | ng/mg |  |  |  | Specific
6021 | CYP1A2 (acetaminophen) | No | No | No | Yes | No | Numeric |  | Any Sex | Live or Dead | nmol/min/mg protein |  |  |  | Single Occurrence
5865 | CYP1A2 Concentration | No | No | No | Yes | No | Numeric |  | Any Sex | Live or Dead | ng/mL |  |  |  | Specific
5866 | CYP1A2 Tiss Conc | No | No | No | Yes | No | Numeric |  | Any Sex | Live or Dead | ng/mg |  |  |  | Specific
6022 | CYP2A6 (7-OH Coumarin) | No | No | No | Yes | No | Numeric |  | Any Sex | Live or Dead | nmol/min/mg protein |  |  |  | Single Occurrence
4862 | CYP2B1 | No | No | No | Yes | No | Numeric |  | Any Sex | Live or Dead | pmol/mg/min |  |  |  | Single Occurrence
5870 | CYP2B1 Concentration | No | No | No | Yes | No | Numeric |  | Any Sex | Live or Dead | ng/mL |  |  |  | Specific
5864 | CYP2B1 Tiss Conc | No | No | No | Yes | No | Numeric |  | Any Sex | Live or Dead | ng/mg |  |  |  | Specific
6025 | CYP2C19 (HO-mephenytoin) | No | No | No | Yes | No | Numeric |  | Any Sex | Live or Dead | pmol/min/mg protein |  |  |  | Single Occurrence
6023 | CYP2C8 (6a-OH-paclitaxel) | No | No | No | Yes | No | Numeric |  | Any Sex | Live or Dead | nmol/min/mg protein |  |  |  | Single Occurrence
6024 | CYP2C9 (4-OH tolbutamide) | No | No | No | Yes | No | Numeric |  | Any Sex | Live or Dead | nmol/min/mg protein |  |  |  | Single Occurrence
6026 | CYP2D6 (Dextrorphan) | No | No | No | Yes | No | Numeric |  | Any Sex | Live or Dead | nmol/min/mg protein |  |  |  | Single Occurrence
6027 | CYP2E1 (4-nitrocatechol) | No | No | No | Yes | No | Numeric |  | Any Sex | Live or Dead | nmol/min/mg protein |  |  |  | Single Occurrence
4863 | CYP3A4 | No | No | No | Yes | No | Numeric |  | Any Sex | Live or Dead | pmol/mg/min |  |  |  | Single Occurrence
6028 | CYP3A4 (1-OH Midazolan) | No | No | No | Yes | No | Numeric |  | Any Sex | Live or Dead | nmol/min/mg protein |  |  |  | Single Occurrence
6029 | CYP3A4 (6b-OH Testosterone) | No | No | No | Yes | No | Numeric |  | Any Sex | Live or Dead | nmol/min/mg protein |  |  |  | Single Occurrence
6030 | CYP4a (12-OH Luaric Acid) | No | No | No | Yes | No | Numeric |  | Any Sex | Live or Dead | nmol/min/mg protein |  |  |  | Single Occurrence
5802 | Dam 30 R3G | No | No | No | Yes | No | Numeric |  | Females Only | Live or Dead | ng/mL |  |  |  | Single Occurrence
5803 | Dam 30 R3S | No | No | No | Yes | No | Numeric |  | Females Only | Live or Dead | ng/mL |  |  |  | Single Occurrence
5801 | Dam 30 RES | No | No | No | Yes | No | Numeric |  | Females Only | Live or Dead | ng/mL |  |  |  | Single Occurrence
5805 | Dam 60 R3G | No | No | No | Yes | No | Numeric |  | Females Only | Live or Dead | ng/mL |  |  |  | Single Occurrence
5806 | Dam 60 R3S | No | No | No | Yes | No | Numeric |  | Females Only | Live or Dead | ng/mL |  |  |  | Single Occurrence
5804 | Dam 60 RES | No | No | No | Yes | No | Numeric |  | Females Only | Live or Dead | ng/mL |  |  |  | Single Occurrence
5808 | Dam 90 R3G | No | No | No | Yes | No | Numeric |  | Females Only | Live or Dead | ng/mL |  |  |  | Single Occurrence
5809 | Dam 90 R3S | No | No | No | Yes | No | Numeric |  | Females Only | Live or Dead | ng/mL |  |  |  | Single Occurrence
5807 | Dam 90 RES | No | No | No | Yes | No | Numeric |  | Females Only | Live or Dead | ng/mL |  |  |  | Single Occurrence
5845 | Dam R3G LOD | No | No | No | Yes | No | Numeric |  | Females Only | Live or Dead | ng/mL |  |  |  | Single Occurrence
5811 | Dam R3G LOQ | No | No | No | Yes | No | Numeric |  | Females Only | Live or Dead | ng/mL |  |  |  | Single Occurrence
5846 | Dam R3S LOD | No | No | No | Yes | No | Numeric |  | Females Only | Live or Dead | ng/mL |  |  |  | Single Occurrence
5812 | Dam R3S LOQ | No | No | No | Yes | No | Numeric |  | Females Only | Live or Dead | ng/mL |  |  |  | Single Occurrence
5844 | Dam RES LOD | No | No | No | Yes | No | Numeric |  | Females Only | Live or Dead | ng/mL |  |  |  | Single Occurrence
5810 | Dam RES LOQ | No | No | No | Yes | No | Numeric |  | Females Only | Live or Dead | ng/mL |  |  |  | Single Occurrence
4142 | Date of Final Necropsy | Yes | No | No | No | No | Alphanumeric | [7 empty] | Single Occurrence
4141 | Date of First Dose | Yes | No | No | No | No | Alphanumeric | [7 empty] | Single Occurrence
6909 | Davidson's Fixative Exp. Date | Yes | No | No | No | No | Alphanumeric | [7 empty] | Specific
6908 | Davidson's Fixative Lot | Yes | No | No | No | No | Alphanumeric | [7 empty] | Specific
2381 | Day of Balano-Preputial Separation | No | No | No | Yes | Yes | Numeric |  | Males Only | Live or Dead |  |  |  | Special Calculation | Single Occurrence |  |  | Not Relative to Root Measurement | 0 | Day of Positive Value | Balano-preputial Separation?
2369 | Day of Testis Descent | No | No | No | Yes | Yes | Numeric |  | Males Only | Live or Dead |  |  |  | Special Calculation | Single Occurrence |  |  | Not Relative to Root Measurement | 0 | Day of Positive Value | Testicular Descent
1281 | Day of Vaginal Opening | No | No | No | Yes | Yes | Numeric |  | Any Sex | Live or Dead |  |  |  | Special Calculation | Single Occurrence |  |  | Not Relative to Root Measurement | 0 | Day of Positive Value | Vaginal Opening
59 | Dead Females | No | No | No | Yes | No | Numeric |  | Females Only | Live Only |  |  |  |  | Specific
108 | Dead Females - Post Cull | No | No | No | Yes | No | Special Numeric |  | Any Sex | Live or Dead |  |  |  |  | Specific
2341 | Dead Fetus | No | No | No | No | Yes | Boolean (0 No, 1 Yes) |  | Any Sex | Live or Dead |  |  |  | User Defined Formula | Single Occurrence | [7 empty] | A AND NOT B | A | Intra-Uterine Deaths | Not Null (calculation fails if measurement is null)
2341 | Dead Fetus | No | No | No | No | Yes | Boolean (0 No, 1 Yes) |  | Any Sex | Live or Dead |  |  |  | User Defined Formula | Single Occurrence | [7 empty] | A AND NOT B | B | Fetus Resorption | Not Null (calculation fails if measurement is null)
58 | Dead Males | No | No | No | Yes | No | Numeric |  | Females Only | Live Only |  |  |  |  | Specific
107 | Dead Males - Post Cull | No | No | No | Yes | No | Special Numeric |  | Any Sex | Live or Dead |  |  |  |  | Specific
36 | Dead Newborn Pups | No | No | No | Yes | No | Numeric |  | Females Only | Live or Dead |  |  |  |  | Specific
60 | Dead Unsexed | No | No | No | Yes | No | Numeric |  | Females Only | Live Only |  |  |  |  | Specific
109 | Dead Unsexed - Post Cull | No | No | No | Yes | No | Special Numeric |  | Any Sex | Live or Dead |  |  |  |  | Specific
31 | Death Details | No | No | No | Yes | No | Alphanumeric |  | Any Sex | Live or Dead |  |  |  |  | Specific
1579 | Diet or Water Dose | No | No | No | Yes | No | Numeric |  | Any Sex | Live or Dead | mg/g |  |  |  | Single Occurrence
7122 | Dilution | No | No | No | Yes | No | Numeric |  | Any Sex | Live or Dead |  |  |  |  | Specific
3085 | Direct Bilirubin | No | No | No | Yes | No | Numeric |  | Any Sex | Live or Dead | mg/dL |  |  |  | Single Occurrence
3698 | Direct Bilirubin (alpha) | No | No | No | Yes | No | Alphanumeric |  | Any Sex | Live or Dead | mg/dL |  |  |  | Specific
227 | Do Not Use Cmb - Female Litter Size | No | No | No | Yes | No | Numeric |  | Females Only | Live or Dead |  |  |  | User Defined Formula | Specific |  |  |  | 0 |  |  |  | IIF(A IS NOTHING AND C IS NOTHING AND D IS NOTHING, B, A) | A | ILD Female Litter Size | Nullable
227 | Do Not Use Cmb - Female Litter Size | No | No | No | Yes | No | Numeric |  | Females Only | Live or Dead |  |  |  | User Defined Formula | Specific |  |  |  | 0 |  |  |  | IIF(A IS NOTHING AND C IS NOTHING AND D IS NOTHING, B, A) | B | Female Litter Size | Nullable
227 | Do Not Use Cmb - Female Litter Size | No | No | No | Yes | No | Numeric |  | Females Only | Live or Dead |  |  |  | User Defined Formula | Specific |  |  |  | 0 |  |  |  | IIF(A IS NOTHING AND C IS NOTHING AND D IS NOTHING, B, A) | C | ILD Male Litter Size | Nullable
227 | Do Not Use Cmb - Female Litter Size | No | No | No | Yes | No | Numeric |  | Females Only | Live or Dead |  |  |  | User Defined Formula | Specific |  |  |  | 0 |  |  |  | IIF(A IS NOTHING AND C IS NOTHING AND D IS NOTHING, B, A) | D | ILD Unsexed Litter Size | Nullable
219 | Do Not Use Cmb - Litter Size (Fixed) | No | No | No | Yes | No | Numeric |  | Females Only | Live or Dead |  |  |  | User Defined Formula | Specific |  |  |  | 0 |  |  |  | IIF(A IS NOTHING, B, A) | A | ILD - Litter Size (Fixed) | Nullable
219 | Do Not Use Cmb - Litter Size (Fixed) | No | No | No | Yes | No | Numeric |  | Females Only | Live or Dead |  |  |  | User Defined Formula | Specific |  |  |  | 0 |  |  |  | IIF(A IS NOTHING, B, A) | B | Litter Size | Nullable
226 | Do Not Use Cmb - Male Litter Size | No | No | No | Yes | No | Numeric |  | Females Only | Live or Dead |  |  |  | User Defined Formula | Specific |  |  |  | 0 |  |  |  | IIF(A IS NOTHING AND C IS NOTHING AND D IS NOTHING, B, A) | A | ILD Male Litter Size | Nullable
226 | Do Not Use Cmb - Male Litter Size | No | No | No | Yes | No | Numeric |  | Females Only | Live or Dead |  |  |  | User Defined Formula | Specific |  |  |  | 0 |  |  |  | IIF(A IS NOTHING AND C IS NOTHING AND D IS NOTHING, B, A) | B | Male Litter Size | Nullable
226 | Do Not Use Cmb - Male Litter Size | No | No | No | Yes | No | Numeric |  | Females Only | Live or Dead |  |  |  | User Defined Formula | Specific |  |  |  | 0 |  |  |  | IIF(A IS NOTHING AND C IS NOTHING AND D IS NOTHING, B, A) | C | ILD Female Litter Size | Nullable
226 | Do Not Use Cmb - Male Litter Size | No | No | No | Yes | No | Numeric |  | Females Only | Live or Dead |  |  |  | User Defined Formula | Specific |  |  |  | 0 |  |  |  | IIF(A IS NOTHING AND C IS NOTHING AND D IS NOTHING, B, A) | D | ILD Unsexed Litter Size | Nullable
228 | Do Not Use Cmb - Unsexed Litter Size | No | No | No | Yes | No | Numeric |  | Females Only | Live or Dead |  |  |  | User Defined Formula | Specific |  |  |  | 0 |  |  |  | IIF(A IS NOTHING AND C IS NOTHING AND D IS NOTHING, B, A) | A | ILD Unsexed Litter Size | Nullable
228 | Do Not Use Cmb - Unsexed Litter Size | No | No | No | Yes | No | Numeric |  | Females Only | Live or Dead |  |  |  | User Defined Formula | Specific |  |  |  | 0 |  |  |  | IIF(A IS NOTHING AND C IS NOTHING AND D IS NOTHING, B, A) | B | Unsexed Litter Size | Nullable
228 | Do Not Use Cmb - Unsexed Litter Size | No | No | No | Yes | No | Numeric |  | Females Only | Live or Dead |  |  |  | User Defined Formula | Specific |  |  |  | 0 |  |  |  | IIF(A IS NOTHING AND C IS NOTHING AND D IS NOTHING, B, A) | C | ILD Male Litter Size | Nullable
228 | Do Not Use Cmb - Unsexed Litter Size | No | No | No | Yes | No | Numeric |  | Females Only | Live or Dead |  |  |  | User Defined Formula | Specific |  |  |  | 0 |  |  |  | IIF(A IS NOTHING AND C IS NOTHING AND D IS NOTHING, B, A) | D | ILD Female Litter Size | Nullable
61 | Do Not Use Dead Total | No | No | No | Yes | No | Special Numeric |  | Females Only | Live Only |  |  |  | User Defined Formula | Specific |  |  |  | 0 |  |  |  | A+B+C | A | Dead Males | Nullable
61 | Do Not Use Dead Total | No | No | No | Yes | No | Special Numeric |  | Females Only | Live Only |  |  |  | User Defined Formula | Specific |  |  |  | 0 |  |  |  | A+B+C | B | Dead Females | Nullable
61 | Do Not Use Dead Total | No | No | No | Yes | No | Special Numeric |  | Females Only | Live Only |  |  |  | User Defined Formula | Specific |  |  |  | 0 |  |  |  | A+B+C | C | Dead Unsexed | Nullable
110 | Do Not Use Dead Total - Post Cull | No | No | No | Yes | No | Special Numeric |  | Any Sex | Live or Dead |  |  |  | User Defined Formula | Specific | [7 empty] | A + B + C | A | Dead Males - Post Cull | Nullable
110 | Do Not Use Dead Total - Post Cull | No | No | No | Yes | No | Special Numeric |  | Any Sex | Live or Dead |  |  |  | User Defined Formula | Specific | [7 empty] | A + B + C | B | Dead Females - Post Cull | Nullable
110 | Do Not Use Dead Total - Post Cull | No | No | No | Yes | No | Special Numeric |  | Any Sex | Live or Dead |  |  |  | User Defined Formula | Specific | [7 empty] | A + B + C | C | Dead Unsexed - Post Cull | Nullable
2623 | Dorso-Lateral Prostate Terminal BW (mg/g) | No | No | No | Yes | No | Numeric |  | Any Sex | Live or Dead | mg/g |  |  | User Defined Formula | Single Occurrence |  |  |  | 2 |  |  |  | (A*1000)/B | A | Dorso-Lateral Prostate Weight | Not Null (calculation fails if measurement is null)
2623 | Dorso-Lateral Prostate Terminal BW (mg/g) | No | No | No | Yes | No | Numeric |  | Any Sex | Live or Dead | mg/g |  |  | User Defined Formula | Single Occurrence |  |  |  | 2 |  |  |  | (A*1000)/B | B | Terminal Bodyweight | Not Null (calculation fails if measurement is null)
1190 | Dorso-Lateral Prostate Weight | No | No | No | Yes | No | Numeric | Organ Weight | Males Only | Dead Only | g |  |  |  | Single Occurrence
3828 | Dorso-lateral Prostate/Brain Weight (%) | No | No | No | Yes | No | Numeric |  | Males Only | Dead Only | % |  |  | User Defined Formula | Single Occurrence |  |  |  | 4 |  |  |  | A/B*100 | A | Dorso-Lateral Prostate Weight | Not Null (calculation fails if measurement is null)
3828 | Dorso-lateral Prostate/Brain Weight (%) | No | No | No | Yes | No | Numeric |  | Males Only | Dead Only | % |  |  | User Defined Formula | Single Occurrence |  |  |  | 4 |  |  |  | A/B*100 | B | Brain Weight | Not Null (calculation fails if measurement is null)
19 | Dosing | No | No | No | Yes | No | Special Numeric |  | Any Sex | Live Only |  |  |  |  | Specific
1046 | Dosing Stopped? | Yes | No | No | No | No | Alphanumeric | [7 empty] | Specific
3963 | Ear Swelling (Weight, % of Control) | No | No | No | Yes | No | Numeric |  | Any Sex | Live or Dead | % |  |  | User Defined Formula | Single Occurrence |  |  |  | 1 |  |  |  | (A/B)*100 | A | Average Ear Punch Weight | Not Null (calculation fails if measurement is null)
3963 | Ear Swelling (Weight, % of Control) | No | No | No | Yes | No | Numeric |  | Any Sex | Live or Dead | % |  |  | User Defined Formula | Single Occurrence |  |  |  | 1 |  |  |  | (A/B)*100 | B | Control Mean Ear Weight | Not Null (calculation fails if measurement is null)
3961 | Ear Swelling Day 3 (Thickness, % of Control) | No | No | No | Yes | No | Numeric |  | Any Sex | Live or Dead | % |  |  | User Defined Formula | Single Occurrence |  |  |  | 1 |  |  |  | (A/B)*100 | A | Average Ear Thickness Day 3 | Not Null (calculation fails if measurement is null)
3961 | Ear Swelling Day 3 (Thickness, % of Control) | No | No | No | Yes | No | Numeric |  | Any Sex | Live or Dead | % |  |  | User Defined Formula | Single Occurrence |  |  |  | 1 |  |  |  | (A/B)*100 | B | Control Mean Ear Thickness Day 3 | Not Null (calculation fails if measurement is null)
3962 | Ear Swelling Day 6 (Thickness, % of Control) | No | No | No | Yes | No | Numeric |  | Any Sex | Live or Dead | % |  |  | User Defined Formula | Single Occurrence |  |  |  | 1 |  |  |  | (A/B)*100 | A | Average Ear Thickness Day 6 | Not Null (calculation fails if measurement is null)
3962 | Ear Swelling Day 6 (Thickness, % of Control) | No | No | No | Yes | No | Numeric |  | Any Sex | Live or Dead | % |  |  | User Defined Formula | Single Occurrence |  |  |  | 1 |  |  |  | (A/B)*100 | B | Control Mean Ear Thickness Day 6 | Not Null (calculation fails if measurement is null)
3251 | Ear Swelling per Animal Day 3 | No | No | No | Yes | No | Numeric |  | Any Sex | Live or Dead | % |  |  | User Defined Formula | Single Occurrence |  |  |  | 1 |  |  |  | ((A-B)/B)*100 | A | Average Ear Thickness Day 3 | Not Null (calculation fails if measurement is null)
3251 | Ear Swelling per Animal Day 3 | No | No | No | Yes | No | Numeric |  | Any Sex | Live or Dead | % |  |  | User Defined Formula | Single Occurrence |  |  |  | 1 |  |  |  | ((A-B)/B)*100 | B | Average Ear Thickness Day 1 | Not Null (calculation fails if measurement is null)
3208 | Ear Swelling per Animal Day 6 | No | No | No | Yes | No | Numeric |  | Any Sex | Live or Dead | % |  |  | User Defined Formula | Single Occurrence |  |  |  | 1 |  |  |  | ((A-B)/B)*100 | A | Average Ear Thickness Day 6 | Not Null (calculation fails if measurement is null)
3208 | Ear Swelling per Animal Day 6 | No | No | No | Yes | No | Numeric |  | Any Sex | Live or Dead | % |  |  | User Defined Formula | Single Occurrence |  |  |  | 1 |  |  |  | ((A-B)/B)*100 | B | Average Ear Thickness Day 1 | Not Null (calculation fails if measurement is null)
3252 | Ear Swelling to Control (Thickness) Day 3 | No | No | No | Yes | No | Numeric |  | Any Sex | Live or Dead | % |  |  | User Defined Formula | Single Occurrence |  |  |  | 1 |  |  |  | ((A-B)/B)*100 | A | Average Ear Thickness Day 3 | Not Null (calculation fails if measurement is null)
3252 | Ear Swelling to Control (Thickness) Day 3 | No | No | No | Yes | No | Numeric |  | Any Sex | Live or Dead | % |  |  | User Defined Formula | Single Occurrence |  |  |  | 1 |  |  |  | ((A-B)/B)*100 | B | Control Mean Ear Thickness Day 3 | Not Null (calculation fails if measurement is null)
3211 | Ear Swelling to Control (Thickness) Day 6 | No | No | No | Yes | No | Numeric |  | Any Sex | Live or Dead | % |  |  | User Defined Formula | Single Occurrence |  |  |  | 1 |  |  |  | ((A-B)/B)*100 | A | Average Ear Thickness Day 6 | Not Null (calculation fails if measurement is null)
3211 | Ear Swelling to Control (Thickness) Day 6 | No | No | No | Yes | No | Numeric |  | Any Sex | Live or Dead | % |  |  | User Defined Formula | Single Occurrence |  |  |  | 1 |  |  |  | ((A-B)/B)*100 | B | Control Mean Ear Thickness Day 6 | Not Null (calculation fails if measurement is null)
3212 | Ear Swelling to Control (Weight) | No | No | No | Yes | No | Numeric |  | Any Sex | Live or Dead | % |  |  | User Defined Formula | Single Occurrence |  |  |  | 1 |  |  |  | ((A-B)/B)*100 | A | Average Ear Punch Weight | Not Null (calculation fails if measurement is null)
3212 | Ear Swelling to Control (Weight) | No | No | No | Yes | No | Numeric |  | Any Sex | Live or Dead | % |  |  | User Defined Formula | Single Occurrence |  |  |  | 1 |  |  |  | ((A-B)/B)*100 | B | Control Mean Ear Weight | Not Null (calculation fails if measurement is null)
63 | Early PM | No | No | No | Yes | No | Boolean (0 No, 1 Yes) |  | Females Only | Dead Only |  | Yes | No |  | Single Occurrence
3693 | Echinocytes | No | No | No | Yes | No | Alphanumeric |  | Any Sex | Live or Dead |  |  |  |  | Specific
6069 | EdU Cell Count A | No | No | No | Yes | No | Numeric |  | Any Sex | Live or Dead |  |  |  |  | Single Occurrence
6072 | EdU Cell Count B | No | No | No | Yes | No | Numeric |  | Any Sex | Live or Dead |  |  |  |  | Single Occurrence
6071 | EdU MFI A | No | No | No | Yes | No | Numeric |  | Any Sex | Live or Dead |  |  |  |  | Single Occurrence
6286 | EdU MFI A (FLOW) | No | No | No | Yes | No | Numeric |  | Any Sex | Live or Dead |  |  |  |  | Single Occurrence
6074 | EdU MFI B | No | No | No | Yes | No | Numeric |  | Any Sex | Live or Dead |  |  |  |  | Single Occurrence
6303 | EdU MFI B (FLOW) | No | No | No | Yes | No | Numeric |  | Any Sex | Live or Dead |  |  |  |  | Single Occurrence
6282 | EdU MFI Nonstim | No | No | No | Yes | No | Numeric |  | Any Sex | Live or Dead |  |  |  |  | Single Occurrence
6608 | Elastance | No | No | No | Yes | No | Numeric |  | Any Sex | Live or Dead |  |  |  |  | Specific
3621 | ELISpot Count 1 | No | No | No | Yes | No | Numeric |  | Any Sex | Live or Dead |  |  |  |  | Single Occurrence
3622 | ELISpot Count 2 | No | No | No | Yes | No | Numeric |  | Any Sex | Live or Dead |  |  |  |  | Single Occurrence
2 | Empty Uterus Wt | No | No | No | Yes | No | Numeric |  | Females Only | Dead Only | g |  |  |  | Single Occurrence
169 | End of Day - Live Female Pups | No | No | No | Yes | No | Numeric |  | Females Only | Live or Dead |  |  |  |  | Specific
168 | End of Day - Live Male Pups | No | No | No | Yes | No | Numeric |  | Females Only | Live or Dead |  |  |  |  | Specific
171 | End of Day - Live Total Pups | No | No | No | Yes | No | Special Numeric |  | Females Only | Live or Dead |  |  |  | User Defined Formula | Specific | [7 empty] | A+B+C | A | End of Day - Live Male Pups | Nullable
171 | End of Day - Live Total Pups | No | No | No | Yes | No | Special Numeric |  | Females Only | Live or Dead |  |  |  | User Defined Formula | Specific | [7 empty] | A+B+C | B | End of Day - Live Female Pups | Nullable
171 | End of Day - Live Total Pups | No | No | No | Yes | No | Special Numeric |  | Females Only | Live or Dead |  |  |  | User Defined Formula | Specific | [7 empty] | A+B+C | C | End of Day - Live Unsexed Pups | Nullable
170 | End of Day - Live Unsexed Pups | No | No | No | Yes | No | Numeric |  | Females Only | Live or Dead |  |  |  |  | Specific
1785 | Eosinophil count | No | No | No | Yes | No | Numeric |  | Any Sex | Live or Dead | K/uL |  |  |  | Single Occurrence
1823 | Eosinophil percentage | No | No | No | Yes | No | Numeric |  | Any Sex | Live or Dead | % |  |  |  | Single Occurrence
3449 | Eosinophils | No | No | No | Yes | No | Numeric |  | Any Sex | Live or Dead |  |  |  |  | Single Occurrence
3482 | Eosinophils per spleen | No | No | No | Yes | No | Numeric |  | Any Sex | Live or Dead | cells/spleen |  |  | User Defined Formula | Single Occurrence |  |  |  | 0 |  |  |  | (A*B*C*D) | A | Eosinophils | Not Null (calculation fails if measurement is null)
3482 | Eosinophils per spleen | No | No | No | Yes | No | Numeric |  | Any Sex | Live or Dead | cells/spleen |  |  | User Defined Formula | Single Occurrence |  |  |  | 0 |  |  |  | (A*B*C*D) | B | Total Number of Spleen Cells | Not Null (calculation fails if measurement is null)
3482 | Eosinophils per spleen | No | No | No | Yes | No | Numeric |  | Any Sex | Live or Dead | cells/spleen |  |  | User Defined Formula | Single Occurrence |  |  |  | 0 |  |  |  | (A*B*C*D) | C | Myeloid Gate | Not Null (calculation fails if measurement is null)
3482 | Eosinophils per spleen | No | No | No | Yes | No | Numeric |  | Any Sex | Live or Dead | cells/spleen |  |  | User Defined Formula | Single Occurrence |  |  |  | 0 |  |  |  | (A*B*C*D) | D | Mon+Eos Gate | Not Null (calculation fails if measurement is null)
3473 | Eosinophils x10^6/spleen | No | No | No | Yes | No | Numeric |  | Any Sex | Live or Dead | x10^6/spleen |  |  | User Defined Formula | Single Occurrence |  |  |  | 2 |  |  |  | (A*B*C*D)/1000000 | A | Eosinophils | Not Null (calculation fails if measurement is null)
3473 | Eosinophils x10^6/spleen | No | No | No | Yes | No | Numeric |  | Any Sex | Live or Dead | x10^6/spleen |  |  | User Defined Formula | Single Occurrence |  |  |  | 2 |  |  |  | (A*B*C*D)/1000000 | B | Total Number of Spleen Cells | Not Null (calculation fails if measurement is null)
3473 | Eosinophils x10^6/spleen | No | No | No | Yes | No | Numeric |  | Any Sex | Live or Dead | x10^6/spleen |  |  | User Defined Formula | Single Occurrence |  |  |  | 2 |  |  |  | (A*B*C*D)/1000000 | C | Myeloid Gate | Not Null (calculation fails if measurement is null)
3473 | Eosinophils x10^6/spleen | No | No | No | Yes | No | Numeric |  | Any Sex | Live or Dead | x10^6/spleen |  |  | User Defined Formula | Single Occurrence |  |  |  | 2 |  |  |  | (A*B*C*D)/1000000 | D | Mon+Eos Gate | Not Null (calculation fails if measurement is null)
1186 | Epidid-Left | No | No | No | Yes | No | Numeric |  | Males Only | Dead Only | g |  |  |  | Single Occurrence
1187 | Epidid-Right | No | No | No | Yes | No | Numeric |  | Males Only | Dead Only | g |  |  |  | Single Occurrence
7636 | Epididymal fat pad Terminal BW (mg/g) | No | No | No | Yes | No | Numeric |  | Males Only | Live or Dead | mg/g |  |  | User Defined Formula | Single Occurrence |  |  |  | 2 |  |  |  | (A*1000)/B | A | Fat pad, epididymal Weight | Not Null (calculation fails if measurement is null)
7636 | Epididymal fat pad Terminal BW (mg/g) | No | No | No | Yes | No | Numeric |  | Males Only | Live or Dead | mg/g |  |  | User Defined Formula | Single Occurrence |  |  |  | 2 |  |  |  | (A*1000)/B | B | Terminal Bodyweight | Not Null (calculation fails if measurement is null)
3822 | Epididymes (PR)/Brain Weight (%) | No | No | No | Yes | No | Numeric |  | Males Only | Dead Only | % |  |  | User Defined Formula | Single Occurrence |  |  |  | 4 |  |  |  | A/B*100 | A | Epididymes-(Pr) | Not Null (calculation fails if measurement is null)
3822 | Epididymes (PR)/Brain Weight (%) | No | No | No | Yes | No | Numeric |  | Males Only | Dead Only | % |  |  | User Defined Formula | Single Occurrence |  |  |  | 4 |  |  |  | A/B*100 | B | Brain Weight | Not Null (calculation fails if measurement is null)
1228 | Epididymes-(Pr) | No | No | No | Yes | No | Numeric | Organ Weight | Males Only | Dead Only | g |  |  |  | Single Occurrence
6932 | Epididymides Placed In: | No | No | No | Yes | No | Alphanumeric |  | Males Only | Dead Only |  |  |  |  | Specific
6935 | Epididymides Transferred To: | No | No | No | Yes | No | Alphanumeric |  | Males Only | Dead Only |  |  |  |  | Specific
2630 | Epididymis (Pr) Terminal BW (mg/g) | No | No | No | Yes | No | Numeric |  | Any Sex | Live or Dead | mg/g |  |  | User Defined Formula | Single Occurrence |  |  |  | 2 |  |  |  | (A*1000)/B | A | Epididymes-(Pr) | Not Null (calculation fails if measurement is null)
2630 | Epididymis (Pr) Terminal BW (mg/g) | No | No | No | Yes | No | Numeric |  | Any Sex | Live or Dead | mg/g |  |  | User Defined Formula | Single Occurrence |  |  |  | 2 |  |  |  | (A*1000)/B | B | Terminal Bodyweight | Not Null (calculation fails if measurement is null)
4701 | Epididymis Weight | No | No | No | Yes | No | Numeric |  | Males Only | Live or Dead | g |  |  |  | Specific
1862 | Epididymis, Left Terminal BW (mg/g) | No | No | No | Yes | No | Numeric |  | Males Only | Dead Only | mg/g |  |  | User Defined Formula | Single Occurrence |  |  |  | 2 |  |  |  | (A*1000)/B | A | Epidid-Left | Not Null (calculation fails if measurement is null)
1862 | Epididymis, Left Terminal BW (mg/g) | No | No | No | Yes | No | Numeric |  | Males Only | Dead Only | mg/g |  |  | User Defined Formula | Single Occurrence |  |  |  | 2 |  |  |  | (A*1000)/B | B | Terminal Bodyweight | Not Null (calculation fails if measurement is null)
3823 | Epididymis, left/Brain Weight (%) | No | No | No | Yes | No | Numeric |  | Males Only | Dead Only | % |  |  | User Defined Formula | Single Occurrence |  |  |  | 4 |  |  |  | A/B*100 | A | Epidid-Left | Not Null (calculation fails if measurement is null)
3823 | Epididymis, left/Brain Weight (%) | No | No | No | Yes | No | Numeric |  | Males Only | Dead Only | % |  |  | User Defined Formula | Single Occurrence |  |  |  | 4 |  |  |  | A/B*100 | B | Brain Weight | Not Null (calculation fails if measurement is null)
1809 | Epididymis, Right Terminal BW (mg/g) | No | No | No | Yes | No | Numeric |  | Males Only | Dead Only | mg/g |  |  | User Defined Formula | Single Occurrence |  |  |  | 2 |  |  |  | (A*1000)/B | A | Epidid-Right | Not Null (calculation fails if measurement is null)
1809 | Epididymis, Right Terminal BW (mg/g) | No | No | No | Yes | No | Numeric |  | Males Only | Dead Only | mg/g |  |  | User Defined Formula | Single Occurrence |  |  |  | 2 |  |  |  | (A*1000)/B | B | Terminal Bodyweight | Not Null (calculation fails if measurement is null)
3824 | Epididymis, right/Brain Weight (%) | No | No | No | Yes | No | Numeric |  | Males Only | Dead Only | % |  |  | User Defined Formula | Single Occurrence |  |  |  | 4 |  |  |  | A/B*100 | A | Epidid-Right | Not Null (calculation fails if measurement is null)
3824 | Epididymis, right/Brain Weight (%) | No | No | No | Yes | No | Numeric |  | Males Only | Dead Only | % |  |  | User Defined Formula | Single Occurrence |  |  |  | 4 |  |  |  | A/B*100 | B | Brain Weight | Not Null (calculation fails if measurement is null)
1773 | Erythrocyte Count | No | No | No | Yes | No | Numeric |  | Any Sex | Live or Dead | M/uL |  |  |  | Single Occurrence
4991 | Erythroid Parameters | No | No | No | Yes | No | Numeric |  | Any Sex | Live or Dead | # cells counted |  |  | User Defined Formula | Single Occurrence |  |  |  | 0 |  |  |  | (A+B+C+D) | A | Rubriblast | Not Null (calculation fails if measurement is null)
4991 | Erythroid Parameters | No | No | No | Yes | No | Numeric |  | Any Sex | Live or Dead | # cells counted |  |  | User Defined Formula | Single Occurrence |  |  |  | 0 |  |  |  | (A+B+C+D) | B | Prorubricyte | Not Null (calculation fails if measurement is null)
4991 | Erythroid Parameters | No | No | No | Yes | No | Numeric |  | Any Sex | Live or Dead | # cells counted |  |  | User Defined Formula | Single Occurrence |  |  |  | 0 |  |  |  | (A+B+C+D) | C | Rubricyte | Not Null (calculation fails if measurement is null)
4991 | Erythroid Parameters | No | No | No | Yes | No | Numeric |  | Any Sex | Live or Dead | # cells counted |  |  | User Defined Formula | Single Occurrence |  |  |  | 0 |  |  |  | (A+B+C+D) | D | Metarubricyte | Not Null (calculation fails if measurement is null)
6601 | Estimate of Inspiratory Capacity | No | No | No | Yes | No | Numeric |  | Any Sex | Live or Dead | ml |  |  |  | Specific
1035 | Estrous Lavage Performed? | Yes | No | No | No | No | Alphanumeric | [7 empty] | Specific
2519 | Estrous Stage with Cycle Start (/) | No | No | No | Yes | No | Alphanumeric |  | Females Only | Live or Dead |  |  |  | User Defined Formula | Specific | [7 empty] | IIF(A IS NOTHING, B, A&B) | A | Start of Estrous Cycle Marker | Nullable
2519 | Estrous Stage with Cycle Start (/) | No | No | No | Yes | No | Alphanumeric |  | Females Only | Live or Dead |  |  |  | User Defined Formula | Specific | [7 empty] | IIF(A IS NOTHING, B, A&B) | B | Stage of Estrous | Not Null (calculation fails if measurement is null)
7550 | Exaggerated Reaction Startle Response 1st AM Off | No | No | No | Yes | No | Boolean (0 No, 1 Yes) |  | Any Sex | Live or Dead |  | Yes | No | Special Calculation | Specific |  |  |  |  | Alpha To Boolean | Startle Response 1st AM Off | [5 empty] | 2
7540 | Exaggerated Reaction Startle Response 1st AM On | No | No | No | Yes | No | Boolean (0 No, 1 Yes) |  | Any Sex | Live or Dead |  | Yes | No | Special Calculation | Specific |  |  |  |  | Alpha To Boolean | Startle Response 1st AM On | [5 empty] | 2
7555 | Exaggerated Reaction Startle Response 1st PM Off | No | No | No | Yes | No | Boolean (0 No, 1 Yes) |  | Any Sex | Live or Dead |  | Yes | No | Special Calculation | Specific |  |  |  |  | Alpha To Boolean | Startle Response 1st PM Off | [5 empty] | 2
7545 | Exaggerated Reaction Startle Response 1st PM On | No | No | No | Yes | No | Boolean (0 No, 1 Yes) |  | Any Sex | Live or Dead |  | Yes | No | Special Calculation | Specific |  |  |  |  | Alpha To Boolean | Startle Response 1st PM On | [5 empty] | 2
8 | Examination Set | No | No | No | No | Yes | Special Alpha |  | Any Sex | Live or Dead |  |  |  |  | Single Occurrence
102 | Exclusion Status | No | No | No | Yes | No | Special Alpha |  | Any Sex | Live or Dead |  | Yes | No |  | Single Occurrence
4683 | Exposure Concentration | No | No | No | Yes | No | Numeric |  | Any Sex | Live or Dead |  |  |  |  | Specific
353 | Extended Diestrus | No | No | No | Yes | No | Numeric |  | Any Sex | Live or Dead |  |  |  |  | Specific
352 | Extended Estrus | No | No | No | Yes | No | Numeric |  | Any Sex | Live or Dead |  |  |  |  | Specific
354 | Extended Metestrus | No | No | No | Yes | No | Numeric |  | Any Sex | Live or Dead |  |  |  |  | Specific
355 | Extended Proestrus | No | No | No | Yes | No | Numeric |  | Any Sex | Live or Dead |  |  |  |  | Specific
6930 | Eyes Placed in Davidson's | No | No | No | Yes | No | Boolean (0 No, 1 Yes) |  | Any Sex | Dead Only |  | Yes | No |  | Specific
6933 | Eyes Transferred to 10% NBF | No | No | No | Yes | No | Boolean (0 No, 1 Yes) |  | Any Sex | Dead Only |  | Yes | No |  | Specific
7635 | Fat pad, epididymal Weight | No | No | No | Yes | No | Numeric |  | Males Only | Dead Only | g |  |  |  | Single Occurrence
7629 | Fat pad, interscapular Weight | No | No | No | Yes | No | Numeric |  | Any Sex | Dead Only | g |  |  |  | Single Occurrence
7631 | Fat pad, mesenteric Weight | No | No | No | Yes | No | Numeric |  | Any Sex | Dead Only | g |  |  |  | Single Occurrence
7633 | Fat pad, omental Weight | No | No | No | Yes | No | Numeric |  | Any Sex | Dead Only | g |  |  |  | Single Occurrence
7621 | Fat pad, ovarian/parametrial Weight | No | No | No | Yes | No | Numeric |  | Females Only | Dead Only | g |  |  |  | Single Occurrence
7622 | Fat pad, perirenal Weight | No | No | No | Yes | No | Numeric |  | Any Sex | Dead Only | g |  |  |  | Single Occurrence
7624 | Fat pad, retroperitoneal Weight | No | No | No | Yes | No | Numeric |  | Any Sex | Dead Only | g |  |  |  | Single Occurrence
7627 | Fat pad, subcutaneous tissue Weight | No | No | No | Yes | No | Numeric |  | Any Sex | Dead Only | g |  |  |  | Single Occurrence
1571 | Fecundity Index | No | Yes | No | No | No | Numeric | [6 empty] | User Defined Formula | Single Occurrence |  |  |  | 3 |  |  |  | A/(B-C) | A | Viable Litter Count | Nullable
1571 | Fecundity Index | No | Yes | No | No | No | Numeric | [6 empty] | User Defined Formula | Single Occurrence |  |  |  | 3 |  |  |  | A/(B-C) | B | Pregnant Count | Not Null (calculation fails if measurement is null)
1571 | Fecundity Index | No | Yes | No | No | No | Numeric | [6 empty] | User Defined Formula | Single Occurrence |  |  |  | 3 |  |  |  | A/(B-C) | C | GD18 BioSample Count | Not Null (calculation fails if measurement is null)
4662 | Female Areolae and/or Nipples Present | No | No | No | No | Yes | Boolean (0 No, 1 Yes) |  | Any Sex | Live or Dead |  | Yes | No | User Defined Formula | Single Occurrence | [7 empty] | A>=1 AND B | A | Number of Areolae and Nipples | Not Null (calculation fails if measurement is null)
4662 | Female Areolae and/or Nipples Present | No | No | No | No | Yes | Boolean (0 No, 1 Yes) |  | Any Sex | Live or Dead |  | Yes | No | User Defined Formula | Single Occurrence | [7 empty] | A>=1 AND B | B | Pup Female | Not Null (calculation fails if measurement is null)
2517 | Female Cycling | No | No | No | Yes | No | Boolean (0 No, 1 Yes) |  | Females Only | Live or Dead |  | Yes | No | User Defined Formula | Single Occurrence | [7 empty] | iif(A,B>0,NOTHING) | A | Animal Sex - Female | Not Null (calculation fails if measurement is null)
2517 | Female Cycling | No | No | No | Yes | No | Boolean (0 No, 1 Yes) |  | Females Only | Live or Dead |  | Yes | No | User Defined Formula | Single Occurrence | [7 empty] | iif(A,B>0,NOTHING) | B | Number of Cycles | Nullable
4663 | Female Examined for Areolae/Nipples | No | No | No | No | Yes | Boolean (0 No, 1 Yes) |  | Any Sex | Live or Dead |  | Yes | No | User Defined Formula | Single Occurrence | [7 empty] | A>=0 AND B | A | Number of Areolae and Nipples | Not Null (calculation fails if measurement is null)
4663 | Female Examined for Areolae/Nipples | No | No | No | No | Yes | Boolean (0 No, 1 Yes) |  | Any Sex | Live or Dead |  | Yes | No | User Defined Formula | Single Occurrence | [7 empty] | A>=0 AND B | B | Pup Female | Not Null (calculation fails if measurement is null)
2360 | Female Fetus Weight | No | No | No | No | Yes | Numeric |  | Any Sex | Live or Dead | g |  |  | User Defined Formula | Single Occurrence |  |  |  | 2 |  |  |  | IIF(A,B,NOTHING) | A | Fetus Female | Not Null (calculation fails if measurement is null)
2360 | Female Fetus Weight | No | No | No | No | Yes | Numeric |  | Any Sex | Live or Dead | g |  |  | User Defined Formula | Single Occurrence |  |  |  | 2 |  |  |  | IIF(A,B,NOTHING) | B | Foetal Weight | Not Null (calculation fails if measurement is null)
221 | Female Litter Size | No | No | No | Yes | No | Numeric |  | Females Only | Live or Dead |  |  |  | User Defined Formula | Specific |  |  |  | 0 |  |  |  | A+B | A | Live Females | Not Null (calculation fails if measurement is null)
221 | Female Litter Size | No | No | No | Yes | No | Numeric |  | Females Only | Live or Dead |  |  |  | User Defined Formula | Specific |  |  |  | 0 |  |  |  | A+B | B | Dead Females | Not Null (calculation fails if measurement is null)
4661 | Female Mean Number of Areolae and Nipples per Litter | No | No | No | Yes | No | Numeric |  | Any Sex | Live or Dead |  |  |  | Summary Calculation | Specific | Across Subjects |  | Not Relative to Root Measurement | 1 | Mean Females | Number of Areolae and Nipples
7432 | Female Pup A HCA Concentration | No | No | No | Yes | No | Numeric |  | Any Sex | Live or Dead | ng/mL |  |  |  | Single Occurrence
7433 | Female Pup B HCA Concentration | No | No | No | Yes | No | Numeric |  | Any Sex | Live or Dead | ng/mL |  |  |  | Single Occurrence
7434 | Female Pup C HCA Concentration | No | No | No | Yes | No | Numeric |  | Any Sex | Live or Dead | ng/mL |  |  |  | Single Occurrence
7435 | Female Pup D HCA Concentration | No | No | No | Yes | No | Numeric |  | Any Sex | Live or Dead | ng/mL |  |  |  | Single Occurrence
7436 | Female Pup E HCA Concentration | No | No | No | Yes | No | Numeric |  | Any Sex | Live or Dead | ng/mL |  |  |  | Single Occurrence
5505 | Female Pups Alive | No | No | No | Yes | No | Numeric |  | Females Only | Live or Dead |  |  |  |  | Specific
5506 | Female Pups Dead | No | No | No | Yes | No | Numeric |  | Females Only | Live or Dead |  |  |  |  | Specific
75 | Female Separation Cage | No | No | No | Yes | No | Numeric |  | Females Only | Live or Dead |  |  |  |  | Single Occurrence
6421 | Females Mated | No | No | No | Yes | No | Boolean (0 No, 1 Yes) |  | Females Only | Live or Dead |  | Yes | No | User Defined Formula | Single Occurrence | [7 empty] | IIF(A,A,IIF(B IS NOTHING,IIF(C IS NOTHING, IIF(D IS NOTHING,A,D),C),B)) | A | Mated | Not Null (calculation fails if measurement is null)
6421 | Females Mated | No | No | No | Yes | No | Boolean (0 No, 1 Yes) |  | Females Only | Live or Dead |  | Yes | No | User Defined Formula | Single Occurrence | [7 empty] | IIF(A,A,IIF(B IS NOTHING,IIF(C IS NOTHING, IIF(D IS NOTHING,A,D),C),B)) | B | Littered | Nullable
6421 | Females Mated | No | No | No | Yes | No | Boolean (0 No, 1 Yes) |  | Females Only | Live or Dead |  | Yes | No | User Defined Formula | Single Occurrence | [7 empty] | IIF(A,A,IIF(B IS NOTHING,IIF(C IS NOTHING, IIF(D IS NOTHING,A,D),C),B)) | C | Implant Total | Nullable
6421 | Females Mated | No | No | No | Yes | No | Boolean (0 No, 1 Yes) |  | Females Only | Live or Dead |  | Yes | No | User Defined Formula | Single Occurrence | [7 empty] | IIF(A,A,IIF(B IS NOTHING,IIF(C IS NOTHING, IIF(D IS NOTHING,A,D),C),B)) | D | Pregnant? | Nullable
1572 | Fertility Index (MOG) | No | Yes | No | No | No | Numeric | [6 empty] | User Defined Formula | Single Occurrence |  |  |  | 3 |  |  |  | A/B | A | Pregnant Count | Nullable
1572 | Fertility Index (MOG) | No | Yes | No | No | No | Numeric | [6 empty] | User Defined Formula | Single Occurrence |  |  |  | 3 |  |  |  | A/B | B | Group Size - Females | Not Null (calculation fails if measurement is null)
5814 | Fetal 30 R3G | No | No | No | Yes | No | Numeric |  | Females Only | Live or Dead | ng/g |  |  |  | Single Occurrence
5815 | Fetal 30 R3S | No | No | No | Yes | No | Numeric |  | Females Only | Live or Dead | ng/g |  |  |  | Single Occurrence
5813 | Fetal 30 RES | No | No | No | Yes | No | Numeric |  | Females Only | Live or Dead | ng/g |  |  |  | Single Occurrence
5817 | Fetal 60 R3G | No | No | No | Yes | No | Numeric |  | Females Only | Live or Dead | ng/g |  |  |  | Single Occurrence
5818 | Fetal 60 R3S | No | No | No | Yes | No | Numeric |  | Females Only | Live or Dead | ng/g |  |  |  | Single Occurrence
5816 | Fetal 60 RES | No | No | No | Yes | No | Numeric |  | Females Only | Live or Dead | ng/g |  |  |  | Single Occurrence
5820 | Fetal 90 R3G | No | No | No | Yes | No | Numeric |  | Females Only | Live or Dead | ng/g |  |  |  | Single Occurrence
5821 | Fetal 90 R3S | No | No | No | Yes | No | Numeric |  | Females Only | Live or Dead | ng/g |  |  |  | Single Occurrence
5819 | Fetal 90 RES | No | No | No | Yes | No | Numeric |  | Females Only | Live or Dead | ng/g |  |  |  | Single Occurrence
6902 | Fetal Bovine Serum Exp. Date | Yes | No | No | No | No | Alphanumeric | [7 empty] | Specific
6901 | Fetal Bovine Serum Lot | Yes | No | No | No | No | Alphanumeric | [7 empty] | Specific
124 | Fetal Finding - Fetus % by Group | No | Yes | No | No | No | Numeric |  | Females Only | Live or Dead |  |  |  | User Defined Formula | Single Occurrence |  |  | Not Relative to Root Measurement | 1 |  |  |  | (A/B)*100 | A | Foetal Finding - Group Foetus Incidence (N) (Do Not Use) | Not Null (calculation fails if measurement is null) |  | This measurement simply acts as a placeholder for a fixed measurement and provides a way of changing its description. It is not intended for selection within either data collection or data analysis.
124 | Fetal Finding - Fetus % by Group | No | Yes | No | No | No | Numeric |  | Females Only | Live or Dead |  |  |  | User Defined Formula | Single Occurrence |  |  | Not Relative to Root Measurement | 1 |  |  |  | (A/B)*100 | B | Foetal Finding - Group Foetus Population (N) (Do Not Use) | Not Null (calculation fails if measurement is null) |  | This measurement simply acts as a placeholder for a fixed measurement and provides a way of changing its description. It is not intended for selection within either data collection or data analysis.
129 | Fetal Finding - Fetus % by Litter | No | No | No | Yes | No | Numeric |  | Females Only | Live or Dead |  |  |  | Summary Calculation | Single Occurrence | Across Subjects |  | Not Relative to Root Measurement | 1 | Proportion Percent | Foetal Finding (Do Not Use) | [6 empty] | This measurement simply acts as a placeholder for a fixed measurement and provides a way of changing its description. It is not intended for selection within either data collection or data analysis.
123 | Fetal Finding - Fetus Incidence | No | No | No | Yes | No | Numeric |  | Females Only | Live or Dead |  |  |  | Summary Calculation | Single Occurrence | Across Subjects |  | Not Relative to Root Measurement | 0 | Count Positives | Foetal Finding (Do Not Use) | [6 empty] | This measurement simply acts as a placeholder for a fixed measurement and provides a way of changing its description. It is not intended for selection within either data collection or data analysis.
128 | Fetal Finding - Litter Incidence | No | No | No | Yes | No | Boolean (0 No, 1 Yes) |  | Females Only | Live or Dead |  | Yes | No | Summary Calculation | Single Occurrence | Across Subjects |  | Not Relative to Root Measurement | 0 | Incidence Summary | Foetal Finding (Do Not Use) | [6 empty] | This measurement simply acts as a placeholder for a fixed measurement and provides a way of changing its description. It is not intended for selection within either data collection or data analysis.
136 | Fetal Finding - Total Fetus % by Group | No | Yes | No | No | No | Numeric |  | Females Only | Dead Only |  |  |  |  | Single Occurrence |  |  | Not Relative to Root Measurement | 1 | [8 empty] | This measurement simply acts as a placeholder for a fixed measurement and provides a way of changing its description. It is not intended for selection within either data collection or data analysis.
183 | Fetal Finding - Total Fetus % by Litter | No | No | No | Yes | No | Numeric |  | Females Only | Dead Only |  |  |  |  | Single Occurrence |  |  | Not Relative to Root Measurement | 1 | [8 empty] | This measurement simply acts as a placeholder for a fixed measurement and provides a way of changing its description. It is not intended for selection within either data collection or data analysis.
135 | Fetal Finding - Total Fetus Incidence | No | Yes | No | No | No | Numeric |  | Females Only | Dead Only |  |  |  |  | Single Occurrence | [12 empty] | This measurement simply acts as a placeholder for a fixed measurement and provides a way of changing its description. It is not intended for selection within either data collection or data analysis.
137 | Fetal Finding - Total Litter Incidence | No | No | No | Yes | No | Boolean (0 No, 1 Yes) |  | Females Only | Dead Only |  | Yes | No |  | Single Occurrence | [12 empty] | This measurement simply acts as a placeholder for a fixed measurement and provides a way of changing its description. It is not intended for selection within either data collection or data analysis.
7426 | Fetal HCA LOD | No | No | No | Yes | No | Numeric |  | Any Sex | Live or Dead | ng/g |  |  |  | Single Occurrence
7425 | Fetal HCA LOQ | No | No | No | Yes | No | Numeric |  | Any Sex | Live or Dead | ng/g |  |  |  | Single Occurrence
5682 | Fetal INSL3 | No | No | No | Yes | No | Numeric |  | Any Sex | Live or Dead | copies/ug RNA |  |  |  | Single Occurrence
5848 | Fetal R3G LOD | No | No | No | Yes | No | Numeric |  | Females Only | Live or Dead | ng/g |  |  |  | Single Occurrence
5823 | Fetal R3G LOQ | No | No | No | Yes | No | Numeric |  | Females Only | Live or Dead | ng/g |  |  |  | Single Occurrence
5849 | Fetal R3S LOD | No | No | No | Yes | No | Numeric |  | Females Only | Live or Dead | ng/g |  |  |  | Single Occurrence
5824 | Fetal R3S LOQ | No | No | No | Yes | No | Numeric |  | Females Only | Live or Dead | ng/g |  |  |  | Single Occurrence
5847 | Fetal RES LOD | No | No | No | Yes | No | Numeric |  | Females Only | Live or Dead | ng/g |  |  |  | Single Occurrence
5822 | Fetal RES LOQ | No | No | No | Yes | No | Numeric |  | Females Only | Live or Dead | ng/g |  |  |  | Single Occurrence
5681 | Fetal Testosterone in Media | No | No | No | No | Yes | Numeric |  | Any Sex | Live or Dead | ng/mL |  |  |  | Single Occurrence
2349 | Fetus Female | No | No | No | No | Yes | Boolean (0 No, 1 Yes) |  | Any Sex | Live or Dead |  |  |  | Special Calculation | Single Occurrence |  |  |  |  | Female Foetus
2347 | Fetus Male | No | No | No | No | Yes | Boolean (0 No, 1 Yes) |  | Any Sex | Live or Dead |  |  |  | Special Calculation | Single Occurrence |  |  |  |  | Male Foetus
5627 | FETUS MEHP | No | No | No | Yes | No | Numeric |  | Any Sex | Live or Dead | ng/g |  |  |  | Specific
5628 | FETUS MEHP LOD | No | No | No | Yes | No | Numeric |  | Any Sex | Live or Dead | ng/g |  |  |  | Specific
5629 | FETUS MEHP LOQ | No | No | No | Yes | No | Numeric |  | Any Sex | Live or Dead | ng/g |  |  |  | Specific
7161 | Fetus NBBS Concentration | No | No | No | Yes | No | Numeric |  | Any Sex | Live or Dead | ng/g |  |  |  | Single Occurrence
7162 | Fetus NBBS LOD | No | No | No | Yes | No | Numeric |  | Any Sex | Live or Dead | ng/g |  |  |  | Single Occurrence
7163 | Fetus NBBS LOQ | No | No | No | Yes | No | Numeric |  | Any Sex | Live or Dead | ng/g |  |  |  | Single Occurrence
5253 | Fetus PFOA Concentration | No | No | No | Yes | No | Numeric |  | Any Sex | Live or Dead | ng |  |  |  | Single Occurrence
2185 | Fetus Resorption | No | No | No | No | Yes | Boolean (0 No, 1 Yes) |  | Any Sex | Live or Dead |  |  |  | Special Calculation | Single Occurrence |  |  |  |  | Foetus Resorption
5639 | FETUSES MBP | No | No | No | Yes | No | Numeric |  | Any Sex | Live or Dead | ng/g |  |  |  | Specific
5640 | FETUSES MBP LOD | No | No | No | Yes | No | Numeric |  | Any Sex | Live or Dead | ng/g |  |  |  | Specific
5641 | FETUSES MBP LOQ | No | No | No | Yes | No | Numeric |  | Any Sex | Live or Dead | ng/g |  |  |  | Specific
1036 | First Dose Date | No | No | No | Yes | No | Date |  | Any Sex | Live Only |  |  |  |  | Specific
1042 | First Wean Date | No | No | No | Yes | No | Date |  | Any Sex | Live Only |  |  |  |  | Specific
1044 | First Wean Date Collected? | Yes | No | No | No | No | Alphanumeric | [7 empty] | Specific
122 | Foetal Finding (Do Not Use) | No | No | No | No | Yes | Boolean (0 No, 1 Yes) |  | Any Sex | Live or Dead |  | Yes | No |  | Single Occurrence | [12 empty] | This measurement simply acts as a placeholder for a fixed measurement and provides a way of changing its description. It is not intended for selection within either data collection or data analysis.
127 | Foetal Finding - Foetus Population (Do Not Use) | No | No | No | Yes | No | Numeric |  | Females Only | Live or Dead |  |  |  | Summary Calculation | Single Occurrence | Across Subjects |  | Not Relative to Root Measurement | 0 | Count (N) | Foetal Finding (Do Not Use) | [6 empty] | This measurement simply acts as a placeholder for a fixed measurement and provides a way of changing its description. It is not intended for selection within either data collection or data analysis.
125 | Foetal Finding - Group Foetus Incidence (N) (Do Not Use) | No | Yes | No | No | No | Numeric |  | Females Only | Live or Dead |  |  |  | Summary Calculation | Single Occurrence | Across Subjects |  | Not Relative to Root Measurement | 0 | Sum | Fetal Finding - Fetus Incidence | [6 empty] | This measurement simply acts as a placeholder for a fixed measurement and provides a way of changing its description. It is not intended for selection within either data collection or data analysis.
126 | Foetal Finding - Group Foetus Population (N) (Do Not Use) | No | Yes | No | No | No | Numeric |  | Females Only | Live or Dead |  |  |  | Summary Calculation | Single Occurrence | Across Subjects |  | Not Relative to Root Measurement | 0 | Sum | Foetal Finding - Foetus Population (Do Not Use) | [6 empty] | This measurement simply acts as a placeholder for a fixed measurement and provides a way of changing its description. It is not intended for selection within either data collection or data analysis.
6 | Foetal Position | No | No | No | No | Yes | Alphanumeric |  | Any Sex | Live or Dead |  |  |  |  | Single Occurrence
7 | Foetal Type | No | No | No | No | Yes | Special Alpha |  | Any Sex | Live or Dead |  |  |  |  | Single Occurrence
9 | Foetal Weight | No | No | No | No | Yes | Numeric |  | Any Sex | Live or Dead | g |  |  |  | Single Occurrence
1583 | Food (g/kg/day) | No | No | No | Yes | No | Numeric |  | Any Sex | Live or Dead | g/kg/day |  |  | User Defined Formula | Range |  |  |  | 2 |  |  |  | A/(B/1000) | A | Food Mean Consumption | Not Null (calculation fails if measurement is null)
1583 | Food (g/kg/day) | No | No | No | Yes | No | Numeric |  | Any Sex | Live or Dead | g/kg/day |  |  | User Defined Formula | Range |  |  |  | 2 |  |  |  | A/(B/1000) | B | Mean Bodyweight - All Times Pooled | Not Null (calculation fails if measurement is null)
1532 | Food Consumption per Litter | No | No | No | Yes | No | Numeric |  | Any Sex | Live or Dead | g |  |  | Special Calculation | Range |  |  |  | 1 | Food Consumption Total
20 | Food Initial | No | No | Yes | No | No | Numeric |  | Any Sex | Live or Dead | g |  |  |  | Specific
1581 | Food Mean Consumption | No | No | No | Yes | No | Numeric |  | Any Sex | Live or Dead | g/day |  |  | Special Calculation | Range |  |  |  | 1 | Food Consumption Mean
346 | Food Mean Consumption per Animal | No | No | No | Yes | No | Numeric |  | Any Sex | Live or Dead | g/animal/day |  |  | Special Calculation | Range |  |  |  | 1 | Food Consumption Mean | [7 empty] | This endpoint calculates the mean daily food consumption of the animal for the indicated period. For multiply housed aniamls the figure represnts the mean consumption of the animals in the cage. Dead animals are excluded from the calculation on the day they die.
284 | Food Period Treatment Concentration | No | No | No | Yes | No | Numeric |  | Any Sex | Live or Dead | mg/kg |  |  | Special Calculation | Range |  |  |  | 1 | Food Treatment Concentration | [7 empty] | This is the concentration value recorded against the Container from which the cages are supplied food. It is recorded in the Dose Dispensing Check when the animals are fed at the start of the food measurement period. If Dispense is in use, the value is taken from Dispense. If not, it is typed in by the user at data collection time.
21 | Food Remaining | No | No | Yes | No | No | Numeric |  | Any Sex | Live or Dead | g |  |  |  | Specific
22 | Food Spillage | No | No | Yes | No | No | Numeric |  | Any Sex | Live or Dead | g |  |  |  | Specific
268 | Food Total Cons. Per Cage | No | No | Yes | No | No | Numeric | [6 empty] | Special Calculation | Range |  |  |  | 1 | Cage Food Total Consumption
1941 | Footsplay trial 1 | No | No | No | Yes | No | Numeric |  | Any Sex | Live or Dead | cm |  |  |  | Specific
1942 | Footsplay trial 2 | No | No | No | Yes | No | Numeric |  | Any Sex | Live or Dead | cm |  |  |  | Specific
1943 | Footsplay trial 3 | No | No | No | Yes | No | Numeric |  | Any Sex | Live or Dead | cm |  |  |  | Specific
1944 | Forelimb Grip Strength trial 1 | No | No | No | Yes | No | Numeric |  | Any Sex | Live or Dead | Kgf |  |  |  | Specific
1945 | Forelimb Grip Strength trial 2 | No | No | No | Yes | No | Numeric |  | Any Sex | Live or Dead | Kgf |  |  |  | Specific
1946 | Forelimb Grip Strength trial 3 | No | No | No | Yes | No | Numeric |  | Any Sex | Live or Dead | Kgf |  |  |  | Specific
6915 | Formalin Exp. Date | Yes | No | No | No | No | Alphanumeric | [7 empty] | Specific
6914 | Formalin Lot | Yes | No | No | No | No | Alphanumeric | [7 empty] | Specific
4223 | Free Thyroxine | No | No | No | Yes | No | Numeric |  | Any Sex | Live or Dead | ng/dL |  |  |  | Single Occurrence
3213 | Gamma Counter Efficiency (Lymph Node) | No | No | No | Yes | No | Numeric |  | Any Sex | Live or Dead |  |  |  |  | Single Occurrence
1681 | GD18 Biosample | No | No | No | Yes | No | Boolean (0 No, 1 Yes) |  | Females Only | Live or Dead |  | Yes | No |  | Single Occurrence
1705 | GD18 BioSample Count | No | Yes | No | No | No | Numeric | [6 empty] | Summary Calculation | Single Occurrence | Across Subjects |  | Not Relative to Root Measurement | 0 | Count Positives | GD18 Biosample
7142 | Generation Start Day | Yes | No | No | No | No | Alphanumeric | [7 empty] | Specific
27 | Gestation Length | No | No | No | Yes | No | Numeric |  | Females Only | Live Only | Days |  |  |  | Single Occurrence
2661 | Gestation Length NTP | No | No | No | Yes | No | Numeric |  | Any Sex | Live or Dead |  |  |  | User Defined Formula | Single Occurrence |  |  |  | 0 |  |  |  | IIF(A IS NOTHING,NOTHING,B) | A | Mated Date | Not Null (calculation fails if measurement is null)
2661 | Gestation Length NTP | No | No | No | Yes | No | Numeric |  | Any Sex | Live or Dead |  |  |  | User Defined Formula | Single Occurrence |  |  |  | 0 |  |  |  | IIF(A IS NOTHING,NOTHING,B) | B | Gestation Length | Not Null (calculation fails if measurement is null)
6064 | GF Well 1 | No | No | No | Yes | No | Numeric |  | Any Sex | Live or Dead |  |  |  |  | Single Occurrence
6065 | GF Well 2 | No | No | No | Yes | No | Numeric |  | Any Sex | Live or Dead |  |  |  |  | Single Occurrence
6066 | GF Well 3 | No | No | No | Yes | No | Numeric |  | Any Sex | Live or Dead |  |  |  |  | Single Occurrence
3921 | Globulin | No | No | No | Yes | No | Numeric |  | Any Sex | Live or Dead | g/dL |  |  | User Defined Formula | Single Occurrence |  |  |  | 2 |  |  |  | A-B | A | Total protein | Not Null (calculation fails if measurement is null)
3921 | Globulin | No | No | No | Yes | No | Numeric |  | Any Sex | Live or Dead | g/dL |  |  | User Defined Formula | Single Occurrence |  |  |  | 2 |  |  |  | A-B | B | Albumin | Not Null (calculation fails if measurement is null)
4821 | Globulin (measured) | No | No | No | Yes | No | Numeric |  | Any Sex | Live or Dead | g/dL |  |  |  | Single Occurrence
1769 | Glucose | No | No | No | Yes | No | Numeric |  | Any Sex | Live or Dead | mg/dL |  |  |  | Single Occurrence
6067 | Granulocyte/Macrophage Progenitor Colonies | No | No | No | Yes | No | Numeric |  | Any Sex | Live or Dead | CFU/10^3 Bone Marrow Cells |  |  | User Defined Formula | Single Occurrence |  |  |  | 0 |  |  |  | IIF(A IS NOTHING AND B IS NOTHING AND C IS NOTHING,NOTHING,(((AVG(A,B,C))/6000) * (D * E)) * 1000) | A | GF Well 1 | Nullable
6067 | Granulocyte/Macrophage Progenitor Colonies | No | No | No | Yes | No | Numeric |  | Any Sex | Live or Dead | CFU/10^3 Bone Marrow Cells |  |  | User Defined Formula | Single Occurrence |  |  |  | 0 |  |  |  | IIF(A IS NOTHING AND B IS NOTHING AND C IS NOTHING,NOTHING,(((AVG(A,B,C))/6000) * (D * E)) * 1000) | B | GF Well 2 | Nullable
6067 | Granulocyte/Macrophage Progenitor Colonies | No | No | No | Yes | No | Numeric |  | Any Sex | Live or Dead | CFU/10^3 Bone Marrow Cells |  |  | User Defined Formula | Single Occurrence |  |  |  | 0 |  |  |  | IIF(A IS NOTHING AND B IS NOTHING AND C IS NOTHING,NOTHING,(((AVG(A,B,C))/6000) * (D * E)) * 1000) | C | GF Well 3 | Nullable
6067 | Granulocyte/Macrophage Progenitor Colonies | No | No | No | Yes | No | Numeric |  | Any Sex | Live or Dead | CFU/10^3 Bone Marrow Cells |  |  | User Defined Formula | Single Occurrence |  |  |  | 0 |  |  |  | IIF(A IS NOTHING AND B IS NOTHING AND C IS NOTHING,NOTHING,(((AVG(A,B,C))/6000) * (D * E)) * 1000) | D | Bone Marrow Cells (x10^6/mL) | Not Null (calculation fails if measurement is null)
6067 | Granulocyte/Macrophage Progenitor Colonies | No | No | No | Yes | No | Numeric |  | Any Sex | Live or Dead | CFU/10^3 Bone Marrow Cells |  |  | User Defined Formula | Single Occurrence |  |  |  | 0 |  |  |  | IIF(A IS NOTHING AND B IS NOTHING AND C IS NOTHING,NOTHING,(((AVG(A,B,C))/6000) * (D * E)) * 1000) | E | Bone Marrow Volume | Not Null (calculation fails if measurement is null)
1 | Gravid Uterus Weight | No | No | No | Yes | No | Numeric |  | Females Only | Dead Only | g |  |  |  | Single Occurrence
33 | Gross Pathology | No | No | No | Yes | No | Alphanumeric |  | Any Sex | Live or Dead |  |  |  |  | Specific
345 | Group % Dose Level Achieved (Food - End) | No | Yes | No | No | No | Numeric | [6 empty] | User Defined Formula | Range |  |  |  | 1 |  |  |  | (A/B)*100 | A | Mean % Dose Level Achieved (Food - End) | Not Null (calculation fails if measurement is null) |  | This is a Group level endpoint that expresses the actual dose achieved as percentage of the protocol defined dose, based on the mean values of that percentage for each animal in the Group/Sex.
345 | Group % Dose Level Achieved (Food - End) | No | Yes | No | No | No | Numeric | [6 empty] | User Defined Formula | Range |  |  |  | 1 |  |  |  | (A/B)*100 | B | Intended Dose Level Group | Not Null (calculation fails if measurement is null) |  | This is a Group level endpoint that expresses the actual dose achieved as percentage of the protocol defined dose, based on the mean values of that percentage for each animal in the Group/Sex.
343 | Group % Dose Level Achieved (Food - Mean) | No | Yes | No | No | No | Numeric | [6 empty] | User Defined Formula | Range |  |  |  | 1 |  |  |  | (A/B)*100 | A | Mean % Dose Level Achieved (Food - Mean) | Not Null (calculation fails if measurement is null) |  | This is a Group level endpoint that expresses the actual dose achieved as percentage of the protocol defined dose, based on the mean values of that percentage for each animal in the Group/Sex.
343 | Group % Dose Level Achieved (Food - Mean) | No | Yes | No | No | No | Numeric | [6 empty] | User Defined Formula | Range |  |  |  | 1 |  |  |  | (A/B)*100 | B | Intended Dose Level Group | Not Null (calculation fails if measurement is null) |  | This is a Group level endpoint that expresses the actual dose achieved as percentage of the protocol defined dose, based on the mean values of that percentage for each animal in the Group/Sex.
342 | Group % Dose Level Achieved (Food - Midpoint) | No | Yes | No | No | No | Numeric | [6 empty] | User Defined Formula | Range |  |  |  | 1 |  |  |  | (A/B)*100 | A | Mean % Dose Level Achieved (Food - Midpoint) | Not Null (calculation fails if measurement is null) |  | This is a Group level endpoint that expresses the actual dose achieved as percentage of the protocol defined dose, based on the mean values of that percentage for each animal in the Group/Sex.
342 | Group % Dose Level Achieved (Food - Midpoint) | No | Yes | No | No | No | Numeric | [6 empty] | User Defined Formula | Range |  |  |  | 1 |  |  |  | (A/B)*100 | B | Intended Dose Level Group | Not Null (calculation fails if measurement is null) |  | This is a Group level endpoint that expresses the actual dose achieved as percentage of the protocol defined dose, based on the mean values of that percentage for each animal in the Group/Sex.
344 | Group % Dose Level Achieved (Food - Start) | No | Yes | No | No | No | Numeric | [6 empty] | User Defined Formula | Range |  |  |  | 1 |  |  |  | (A/B)*100 | A | Mean % Dose Level Achieved (Food - Start) | Not Null (calculation fails if measurement is null) |  | This is a Group level endpoint that expresses the actual dose achieved as percentage of the protocol defined dose, based on the mean values of that percentage for each animal in the Group/Sex.
344 | Group % Dose Level Achieved (Food - Start) | No | Yes | No | No | No | Numeric | [6 empty] | User Defined Formula | Range |  |  |  | 1 |  |  |  | (A/B)*100 | B | Intended Dose Level Group | Not Null (calculation fails if measurement is null) |  | This is a Group level endpoint that expresses the actual dose achieved as percentage of the protocol defined dose, based on the mean values of that percentage for each animal in the Group/Sex.
341 | Group % Dose Level Achieved (Water - End) | No | Yes | No | No | No | Numeric | [6 empty] | User Defined Formula | Range |  |  |  | 1 |  |  |  | (A/B)*100 | A | Mean % Dose Level Achieved (Water - End) | Not Null (calculation fails if measurement is null) |  | This is a Group level endpoint that expresses the actual dose achieved as percentage of the protocol defined dose, based on the mean values of that percentage for each animal in the Group/Sex.
341 | Group % Dose Level Achieved (Water - End) | No | Yes | No | No | No | Numeric | [6 empty] | User Defined Formula | Range |  |  |  | 1 |  |  |  | (A/B)*100 | B | Intended Dose Level Group | Not Null (calculation fails if measurement is null) |  | This is a Group level endpoint that expresses the actual dose achieved as percentage of the protocol defined dose, based on the mean values of that percentage for each animal in the Group/Sex.
339 | Group % Dose Level Achieved (Water - Mean) | No | Yes | No | No | No | Numeric | [6 empty] | User Defined Formula | Range |  |  |  | 1 |  |  |  | (A/B)*100 | A | Mean % Dose Level Achieved (Water - Mean) | Not Null (calculation fails if measurement is null) |  | This is a Group level endpoint that expresses the actual dose achieved as percentage of the protocol defined dose, based on the mean values of that percentage for each animal in the Group/Sex.
339 | Group % Dose Level Achieved (Water - Mean) | No | Yes | No | No | No | Numeric | [6 empty] | User Defined Formula | Range |  |  |  | 1 |  |  |  | (A/B)*100 | B | Intended Dose Level Group | Not Null (calculation fails if measurement is null) |  | This is a Group level endpoint that expresses the actual dose achieved as percentage of the protocol defined dose, based on the mean values of that percentage for each animal in the Group/Sex.
338 | Group % Dose Level Achieved (Water - Midpoint) | No | Yes | No | No | No | Numeric | [6 empty] | User Defined Formula | Range |  |  |  | 1 |  |  |  | (A/B)*100 | A | Mean % Dose Level Achieved (Water - Midpoint) | Not Null (calculation fails if measurement is null) |  | This is a Group level endpoint that expresses the actual dose achieved as percentage of the protocol defined dose, based on the mean values of that percentage for each animal in the Group/Sex.
338 | Group % Dose Level Achieved (Water - Midpoint) | No | Yes | No | No | No | Numeric | [6 empty] | User Defined Formula | Range |  |  |  | 1 |  |  |  | (A/B)*100 | B | Intended Dose Level Group | Not Null (calculation fails if measurement is null) |  | This is a Group level endpoint that expresses the actual dose achieved as percentage of the protocol defined dose, based on the mean values of that percentage for each animal in the Group/Sex.
340 | Group % Dose Level Achieved (Water - Start) | No | Yes | No | No | No | Numeric | [6 empty] | User Defined Formula | Range |  |  |  | 1 |  |  |  | (A/B)*100 | A | Mean % Dose Level Achieved (Water - Start) | Not Null (calculation fails if measurement is null) |  | This is a Group level endpoint that expresses the actual dose achieved as percentage of the protocol defined dose, based on the mean values of that percentage for each animal in the Group/Sex.
340 | Group % Dose Level Achieved (Water - Start) | No | Yes | No | No | No | Numeric | [6 empty] | User Defined Formula | Range |  |  |  | 1 |  |  |  | (A/B)*100 | B | Intended Dose Level Group | Not Null (calculation fails if measurement is null) |  | This is a Group level endpoint that expresses the actual dose achieved as percentage of the protocol defined dose, based on the mean values of that percentage for each animal in the Group/Sex.
5511 | Group BW Female Pups | No | No | No | Yes | No | Numeric |  | Females Only | Live or Dead |  |  |  |  | Specific
5512 | Group BW Male Pups | No | No | No | Yes | No | Numeric |  | Females Only | Live or Dead |  |  |  |  | Specific
202 | Group Request Day Zero | No | Yes | No | No | No | Boolean (0 No, 1 Yes) |  |  |  |  | Yes | No | Summary Calculation | Single Occurrence | Across Subjects |  |  |  | Found Positive? | Request Day Zero
1529 | Group Size - Females | No | Yes | No | No | No | Numeric | [6 empty] | Summary Calculation | Single Occurrence | Across Subjects |  | Not Relative to Root Measurement | 0 | Count Positives | Animal Sex - Female
1925 | Group Size - Males | No | Yes | No | No | No | Numeric |  |  |  | N |  |  | Summary Calculation | Single Occurrence | Across Subjects |  | Not Relative to Root Measurement | 0 | Count Positives | Animal Sex - Male
1565 | Group Survival Ratio D 4-28 (nc) | No | Yes | No | No | No | Numeric | [6 empty] | Summary Calculation | Single Occurrence | Across Subjects |  | Not Relative to Root Measurement | 3 | Mean | Do Not Use Survival PND 4-28 (no cull)
1566 | Group Survival Ratio D 4-7 (nc) | No | Yes | No | No | No | Numeric | [6 empty] | Summary Calculation | Single Occurrence | Across Subjects |  | Not Relative to Root Measurement | 3 | Mean | Do Not Use Survival PND 4-7 (no cull)
1541 | Group Survival Ratio Days 0-1 | No | Yes | No | No | No | Numeric | [6 empty] | Summary Calculation | Single Occurrence | Across Subjects |  | Not Relative to Root Measurement | 3 | Mean | Do Not Use Survival PND 0-1
1542 | Group Survival Ratio Days 1-28 | No | Yes | No | No | No | Numeric | [6 empty] | Summary Calculation | Single Occurrence | Across Subjects |  | Not Relative to Root Measurement | 3 | Mean | Do Not Use Survival PND 1-28
1543 | Group Survival Ratio Days 1-4(nc) | No | Yes | No | No | No | Numeric | [6 empty] | Summary Calculation | Single Occurrence | Across Subjects |  | Not Relative to Root Measurement | 3 | Mean | Do Not Use Survival PND 1-4
1545 | Group Survival Ratio Days 14-21 | No | Yes | No | No | No | Numeric | [6 empty] | Summary Calculation | Single Occurrence | Across Subjects |  | Not Relative to Root Measurement | 3 | Mean | Do Not Use Survival PND 14-21
1544 | Group Survival Ratio Days 21-28 | No | Yes | No | No | No | Numeric | [6 empty] | Summary Calculation | Single Occurrence | Across Subjects |  | Not Relative to Root Measurement | 3 | Mean | Do Not Use Survival PND 21-28
1546 | Group Survival Ratio Days 7-14 | No | Yes | No | No | No | Numeric | [6 empty] | Summary Calculation | Single Occurrence | Across Subjects |  | Not Relative to Root Measurement | 3 | Mean | Do Not Use Survival PND 7-14
4666 | Group Total Female Pups Examined for Areolae/Nipples | No | Yes | No | No | No | Numeric | [6 empty] | Summary Calculation | Single Occurrence | Across Subjects |  |  | 0 | Sum | Number of Female Pups Examined for Areolae/Nipples
4667 | Group Total Female Pups with Areolae/Nipples | No | Yes | No | No | No | Numeric | [6 empty] | Summary Calculation | Single Occurrence | Across Subjects |  |  | 0 | Sum | Number of Female Pups with Areolae/Nipples
3325 | Group Total Male Pups Examined for Areolae/Nipples | No | Yes | No | No | No | Numeric | [6 empty] | Summary Calculation | Single Occurrence | Across Subjects |  |  | 0 | Sum | Number of Male Pups Examined for Areolae/Nipples
3326 | Group Total Male Pups with Areolae/Nipples | No | Yes | No | No | No | Numeric | [6 empty] | Summary Calculation | Single Occurrence | Across Subjects |  |  | 0 | Sum | Number of Male Pups with Areolae/Nipples
4347 | Growing Follicle Ratio Left Ovary | No | No | No | Yes | No | Numeric |  | Females Only | Live or Dead |  |  |  | User Defined Formula | Single Occurrence |  |  |  | 2 |  |  |  | A / B | A | Total Growing Ovarian Follicles Left Ovary | Not Null (calculation fails if measurement is null)
4347 | Growing Follicle Ratio Left Ovary | No | No | No | Yes | No | Numeric |  | Females Only | Live or Dead |  |  |  | User Defined Formula | Single Occurrence |  |  |  | 2 |  |  |  | A / B | B | Total Ovarian Follicles Left Ovary | Not Null (calculation fails if measurement is null)
4348 | Growing Follicle Ratio Right Ovary | No | No | No | Yes | No | Numeric |  | Females Only | Live or Dead |  |  |  | User Defined Formula | Single Occurrence |  |  |  | 2 |  |  |  | A / B | A | Total Growing Ovarian Follicles Right Ovary | Not Null (calculation fails if measurement is null)
4348 | Growing Follicle Ratio Right Ovary | No | No | No | Yes | No | Numeric |  | Females Only | Live or Dead |  |  |  | User Defined Formula | Single Occurrence |  |  |  | 2 |  |  |  | A / B | B | Total Ovarian Follicles Right Ovary | Not Null (calculation fails if measurement is null)
3901 | HDL Cholesterol | No | No | No | Yes | No | Numeric |  | Any Sex | Live or Dead | mg/dL |  |  |  | Single Occurrence
1801 | Heart Terminal BW (mg/g) | No | No | No | Yes | No | Numeric |  | Any Sex | Dead Only | mg/g |  |  | User Defined Formula | Single Occurrence |  |  |  | 2 |  |  |  | (A*1000)/B | A | Heart Weight | Not Null (calculation fails if measurement is null)
1801 | Heart Terminal BW (mg/g) | No | No | No | Yes | No | Numeric |  | Any Sex | Dead Only | mg/g |  |  | User Defined Formula | Single Occurrence |  |  |  | 2 |  |  |  | (A*1000)/B | B | Terminal Bodyweight | Not Null (calculation fails if measurement is null)
1229 | Heart Weight | No | No | No | Yes | No | Numeric | Organ Weight | Any Sex | Dead Only | g |  |  |  | Single Occurrence
6182 | Heart/Brain Weight (%) | No | No | No | Yes | No | Numeric |  | Any Sex | Live or Dead | % |  |  | User Defined Formula | Single Occurrence |  |  |  | 2 |  |  |  | (A/B)*100 | A | Heart Weight | Not Null (calculation fails if measurement is null)
6182 | Heart/Brain Weight (%) | No | No | No | Yes | No | Numeric |  | Any Sex | Live or Dead | % |  |  | User Defined Formula | Single Occurrence |  |  |  | 2 |  |  |  | (A/B)*100 | B | Brain Weight | Not Null (calculation fails if measurement is null)
1775 | Hematocrit | No | No | No | Yes | No | Numeric |  | Any Sex | Live or Dead | % |  |  |  | Single Occurrence
1774 | Hemoglobin | No | No | No | Yes | No | Numeric |  | Any Sex | Live or Dead | g/dL |  |  |  | Single Occurrence
3694 | Hemoglobin-like Crystals | No | No | No | Yes | No | Alphanumeric |  | Any Sex | Live or Dead |  |  |  |  | Specific
4243 | Hemolysis Index | No | No | No | Yes | No | Numeric |  | Any Sex | Live or Dead | N |  |  |  | Single Occurrence
6162 | Hepatic CYP1A1 | No | No | No | Yes | No | Numeric |  | Any Sex | Live or Dead | pmol/min/mg protein |  |  |  | Single Occurrence
6161 | Hepatic CYP1A2 | No | No | No | Yes | No | Numeric |  | Any Sex | Live or Dead | nmol/min/mg protein |  |  |  | Single Occurrence
6163 | Hepatic CYP2B | No | No | No | Yes | No | Numeric |  | Any Sex | Live or Dead | pmol/min/mg protein |  |  |  | Single Occurrence
6164 | Hepatic Microsomal Protein Concentration | No | No | No | Yes | No | Numeric |  | Any Sex | Live or Dead | mg/ml |  |  |  | Single Occurrence
6508 | Hexachlorobenzene Adipose - LOD | No | No | No | Yes | No | Numeric |  | Any Sex | Live or Dead | ng/g |  |  |  | Specific
6507 | Hexachlorobenzene Adipose Concentration | No | No | No | Yes | No | Numeric |  | Any Sex | Live or Dead | ug/g |  |  |  | Specific
6502 | Hexachlorobenzene Blood - LOD | No | No | No | Yes | No | Numeric |  | Any Sex | Live or Dead | ng/mL |  |  |  | Specific
6501 | Hexachlorobenzene Blood Concentration | No | No | No | Yes | No | Numeric |  | Any Sex | Live or Dead | ng/mL |  |  |  | Specific
6504 | Hexachlorobenzene Liver - LOD | No | No | No | Yes | No | Numeric |  | Any Sex | Live or Dead | ng/g |  |  |  | Specific
6503 | Hexachlorobenzene Liver Concentration | No | No | No | Yes | No | Numeric |  | Any Sex | Live or Dead | ng/g |  |  |  | Specific
6506 | Hexachlorobenzene Lung - LOD | No | No | No | Yes | No | Numeric |  | Any Sex | Live or Dead | ng/g |  |  |  | Specific
6505 | Hexachlorobenzene Lung Concentration | No | No | No | Yes | No | Numeric |  | Any Sex | Live or Dead | ng/g |  |  |  | Specific
1947 | Hind limb Grip Strength trial 1 | No | No | No | Yes | No | Numeric |  | Any Sex | Live or Dead | Kgf |  |  |  | Specific
1948 | Hind limb Grip Strength trial 2 | No | No | No | Yes | No | Numeric |  | Any Sex | Live or Dead | Kgf |  |  |  | Specific
1949 | Hind limb Grip Strength trial 3 | No | No | No | Yes | No | Numeric |  | Any Sex | Live or Dead | Kgf |  |  |  | Specific
5441 | Histo Number | No | No | No | Yes | No | Alphanumeric |  | Any Sex | Live or Dead |  |  |  |  | Specific
4401 | Histology Number | No | No | No | Yes | No | Alphanumeric |  | Any Sex | Live or Dead |  |  |  |  | Single Occurrence
26 | How Mating Determined | No | No | No | Yes | No | Alphanumeric |  | Females Only | Live or Dead |  |  |  |  | Single Occurrence
3690 | Howell Jolly Bodies | No | No | No | Yes | No | Alphanumeric |  | Any Sex | Live or Dead |  |  |  |  | Specific
4885 | Howell Jolly Bodies Percent | No | No | No | Yes | No | Numeric |  | Any Sex | Live or Dead | % |  |  |  | Single Occurrence
3682 | Hypochromia | No | No | No | Yes | No | Alphanumeric |  | Any Sex | Live or Dead |  |  |  |  | Specific
4241 | Icterus Index | No | No | No | Yes | No | Numeric |  | Any Sex | Live or Dead | N |  |  |  | Single Occurrence
162 | ILD - Dead Female Pups | No | No | No | Yes | No | Numeric |  | Females Only | Live or Dead |  |  |  |  | Specific
161 | ILD - Dead Male Pups | No | No | No | Yes | No | Numeric |  | Females Only | Live or Dead |  |  |  |  | Specific
163 | ILD - Dead Unsexed Pups | No | No | No | Yes | No | Numeric |  | Females Only | Live or Dead |  |  |  |  | Specific
218 | ILD - Litter Size (Fixed) | No | No | No | Yes | No | Numeric |  | Females Only | Live or Dead |  |  |  | User Defined Formula | Specific |  |  |  | 0 |  |  |  | A+B+C+D+E+F+G | A | ILD - Live Male Pups | Nullable
218 | ILD - Litter Size (Fixed) | No | No | No | Yes | No | Numeric |  | Females Only | Live or Dead |  |  |  | User Defined Formula | Specific |  |  |  | 0 |  |  |  | A+B+C+D+E+F+G | B | ILD - Live Female Pups | Nullable
218 | ILD - Litter Size (Fixed) | No | No | No | Yes | No | Numeric |  | Females Only | Live or Dead |  |  |  | User Defined Formula | Specific |  |  |  | 0 |  |  |  | A+B+C+D+E+F+G | C | ILD - Live Unsexed Pups | Nullable
218 | ILD - Litter Size (Fixed) | No | No | No | Yes | No | Numeric |  | Females Only | Live or Dead |  |  |  | User Defined Formula | Specific |  |  |  | 0 |  |  |  | A+B+C+D+E+F+G | D | ILD - Dead Male Pups | Nullable
218 | ILD - Litter Size (Fixed) | No | No | No | Yes | No | Numeric |  | Females Only | Live or Dead |  |  |  | User Defined Formula | Specific |  |  |  | 0 |  |  |  | A+B+C+D+E+F+G | E | ILD - Dead Female Pups | Nullable
218 | ILD - Litter Size (Fixed) | No | No | No | Yes | No | Numeric |  | Females Only | Live or Dead |  |  |  | User Defined Formula | Specific |  |  |  | 0 |  |  |  | A+B+C+D+E+F+G | F | ILD - Dead Unsexed Pups | Nullable
218 | ILD - Litter Size (Fixed) | No | No | No | Yes | No | Numeric |  | Females Only | Live or Dead |  |  |  | User Defined Formula | Specific |  |  |  | 0 |  |  |  | A+B+C+D+E+F+G | G | Do Not Use Dead Total - Post Cull | Nullable
159 | ILD - Live Female Pups | No | No | No | Yes | No | Numeric |  | Females Only | Live or Dead |  |  |  |  | Specific
158 | ILD - Live Male Pups | No | No | No | Yes | No | Numeric |  | Females Only | Live or Dead |  |  |  |  | Specific
160 | ILD - Live Unsexed Pups | No | No | No | Yes | No | Numeric |  | Females Only | Live or Dead |  |  |  |  | Specific
177 | ILD End of Day - Live Female Pups | No | No | No | Yes | No | Numeric |  | Females Only | Live or Dead |  |  |  |  | Specific
176 | ILD End of Day - Live Male Pups | No | No | No | Yes | No | Numeric |  | Females Only | Live or Dead |  |  |  |  | Specific
179 | ILD End of Day - Live Total Pups | No | No | No | Yes | No | Special Numeric |  | Females Only | Live or Dead |  |  |  | User Defined Formula | Specific | [7 empty] | A+B+C | A | ILD End of Day - Live Male Pups | Nullable
179 | ILD End of Day - Live Total Pups | No | No | No | Yes | No | Special Numeric |  | Females Only | Live or Dead |  |  |  | User Defined Formula | Specific | [7 empty] | A+B+C | B | ILD End of Day - Live Female Pups | Nullable
179 | ILD End of Day - Live Total Pups | No | No | No | Yes | No | Special Numeric |  | Females Only | Live or Dead |  |  |  | User Defined Formula | Specific | [7 empty] | A+B+C | C | ILD End of Day - Live Unsexed Pups | Nullable
178 | ILD End of Day - Live Unsexed Pups | No | No | No | Yes | No | Numeric |  | Females Only | Live or Dead |  |  |  |  | Specific
224 | ILD Female Litter Size | No | No | No | Yes | No | Numeric |  | Females Only | Live or Dead |  |  |  | User Defined Formula | Specific |  |  |  | 0 |  |  |  | A+B+C | A | ILD - Live Female Pups | Not Null (calculation fails if measurement is null)
224 | ILD Female Litter Size | No | No | No | Yes | No | Numeric |  | Females Only | Live or Dead |  |  |  | User Defined Formula | Specific |  |  |  | 0 |  |  |  | A+B+C | B | ILD - Dead Female Pups | Nullable
224 | ILD Female Litter Size | No | No | No | Yes | No | Numeric |  | Females Only | Live or Dead |  |  |  | User Defined Formula | Specific |  |  |  | 0 |  |  |  | A+B+C | C | Dead Females - Post Cull | Nullable
223 | ILD Male Litter Size | No | No | No | Yes | No | Numeric |  | Females Only | Live or Dead |  |  |  | User Defined Formula | Specific |  |  |  | 0 |  |  |  | A+B+C | A | ILD - Live Male Pups | Not Null (calculation fails if measurement is null)
223 | ILD Male Litter Size | No | No | No | Yes | No | Numeric |  | Females Only | Live or Dead |  |  |  | User Defined Formula | Specific |  |  |  | 0 |  |  |  | A+B+C | B | ILD - Dead Male Pups | Nullable
223 | ILD Male Litter Size | No | No | No | Yes | No | Numeric |  | Females Only | Live or Dead |  |  |  | User Defined Formula | Specific |  |  |  | 0 |  |  |  | A+B+C | C | Dead Males - Post Cull | Nullable
173 | ILD Pre-Cull - Live Female Pups | No | No | No | Yes | No | Numeric |  | Females Only | Live or Dead |  |  |  |  | Specific
172 | ILD Pre-Cull - Live Male Pups | No | No | No | Yes | No | Numeric |  | Females Only | Live or Dead |  |  |  |  | Specific
175 | ILD Pre-Cull - Live Total Pups | No | No | No | Yes | No | Special Numeric |  | Females Only | Live or Dead |  |  |  | User Defined Formula | Specific | [7 empty] | A+B+C | A | ILD Pre-Cull - Live Male Pups | Nullable
175 | ILD Pre-Cull - Live Total Pups | No | No | No | Yes | No | Special Numeric |  | Females Only | Live or Dead |  |  |  | User Defined Formula | Specific | [7 empty] | A+B+C | B | ILD Pre-Cull - Live Female Pups | Nullable
175 | ILD Pre-Cull - Live Total Pups | No | No | No | Yes | No | Special Numeric |  | Females Only | Live or Dead |  |  |  | User Defined Formula | Specific | [7 empty] | A+B+C | C | ILD Pre-Cull - Live Unsexed Pups | Nullable
174 | ILD Pre-Cull - Live Unsexed Pups | No | No | No | Yes | No | Numeric |  | Females Only | Live or Dead |  |  |  |  | Specific
225 | ILD Unsexed Litter Size | No | No | No | Yes | No | Numeric |  | Females Only | Live or Dead |  |  |  | User Defined Formula | Specific |  |  |  | 0 |  |  |  | A+B+C | A | ILD - Live Unsexed Pups | Not Null (calculation fails if measurement is null)
225 | ILD Unsexed Litter Size | No | No | No | Yes | No | Numeric |  | Females Only | Live or Dead |  |  |  | User Defined Formula | Specific |  |  |  | 0 |  |  |  | A+B+C | B | ILD - Dead Unsexed Pups | Nullable
225 | ILD Unsexed Litter Size | No | No | No | Yes | No | Numeric |  | Females Only | Live or Dead |  |  |  | User Defined Formula | Specific |  |  |  | 0 |  |  |  | A+B+C | C | Dead Unsexed - Post Cull | Nullable
81 | Image Capture - Left Eye | No | No | No | Yes | No | Alphanumeric |  | Any Sex | Live or Dead |  |  |  |  | Specific
82 | Image Capture - Right Eye | No | No | No | Yes | No | Alphanumeric |  | Any Sex | Live or Dead |  |  |  |  | Specific
4881 | Immature Neutrophil Count | No | No | No | Yes | No | Numeric |  | Any Sex | Live or Dead | K/uL |  |  |  | Single Occurrence
4882 | Immature Neutrophil Percent | No | No | No | Yes | No | Numeric |  | Any Sex | Live or Dead | % |  |  |  | Single Occurrence
1341 | Implant Count - Left | No | No | No | Yes | No | Numeric |  | Females Only | Dead Only |  |  |  |  | Single Occurrence
1342 | Implant Count Right | No | No | No | Yes | No | Numeric |  | Females Only | Dead Only |  |  |  |  | Single Occurrence
2343 | Implant of Type Dead Fetus? | No | No | No | No | Yes | Boolean (0 No, 1 Yes) |  | Any Sex | Live or Dead |  |  |  | Special Calculation | Single Occurrence |  |  |  |  | Sub-Animal Is Specified Type |  | Dead Fetus
2180 | Implant of Type Early Death? | No | No | No | No | Yes | Boolean (0 No, 1 Yes) |  | Any Sex | Live or Dead |  |  |  | Special Calculation | Single Occurrence |  |  |  |  | Sub-Animal Is Specified Type |  | Early Resorption
2182 | Implant of Type Late Death? | No | No | No | No | Yes | Boolean (0 No, 1 Yes) |  | Any Sex | Live or Dead |  |  |  | Special Calculation | Single Occurrence |  |  |  |  | Sub-Animal Is Specified Type |  | Late Resorption
1568 | Implant Total | No | No | No | Yes | No | Numeric |  | Females Only | Dead Only |  |  |  | User Defined Formula | Single Occurrence |  |  |  | 0 |  |  |  | A+B | A | Implant Count - Left | Not Null (calculation fails if measurement is null)
1568 | Implant Total | No | No | No | Yes | No | Numeric |  | Females Only | Dead Only |  |  |  | User Defined Formula | Single Occurrence |  |  |  | 0 |  |  |  | A+B | B | Implant Count Right | Not Null (calculation fails if measurement is null)
35 | Implantation Sites | No | No | No | Yes | No | Numeric |  | Females Only | Live or Dead |  |  |  |  | Single Occurrence
5021 | Imported DamID | No | No | No | Yes | No | Numeric |  | Any Sex | Live or Dead |  |  |  |  | Single Occurrence
5041 | Imported PupID | No | No | No | Yes | No | Alphanumeric |  | Any Sex | Live or Dead |  |  |  |  | Single Occurrence
7514 | Inconsistent Behavior AM Observation First Off | No | No | No | Yes | No | Boolean (0 No, 1 Yes) |  | Any Sex | Live or Dead |  | Yes | No | Special Calculation | Specific |  |  |  |  | Alpha To Boolean | AM Obs Consistent First Off | [5 empty] | no
7510 | Inconsistent Behavior AM Observation First On | No | No | No | Yes | No | Boolean (0 No, 1 Yes) |  | Any Sex | Live or Dead |  | Yes | No | Special Calculation | Specific |  |  |  |  | Alpha To Boolean | AM Obs Consistent First On | [5 empty] | no
7516 | Inconsistent Behavior PM Observation First Off | No | No | No | Yes | No | Boolean (0 No, 1 Yes) |  | Any Sex | Live or Dead |  | Yes | No | Special Calculation | Specific |  |  |  |  | Alpha To Boolean | PM Obs Consistent First Off | [5 empty] | no
7512 | Inconsistent Behavior PM Observation First On | No | No | No | Yes | No | Boolean (0 No, 1 Yes) |  | Any Sex | Live or Dead |  | Yes | No | Special Calculation | Specific |  |  |  |  | Alpha To Boolean | PM Obs Consistent First On | [5 empty] | no
6981 | Indirect Bilirubin | No | No | No | Yes | No | Numeric |  | Any Sex | Live or Dead | mg/dL |  |  |  | Single Occurrence
3226 | Individual SI (Lymph Node) | No | No | No | Yes | No | Numeric |  | Any Sex | Live or Dead |  |  |  | User Defined Formula | Single Occurrence |  |  |  | 1 |  |  |  | (A/B) | A | Lymph Node DPM | Not Null (calculation fails if measurement is null)
3226 | Individual SI (Lymph Node) | No | No | No | Yes | No | Numeric |  | Any Sex | Live or Dead |  |  |  | User Defined Formula | Single Occurrence |  |  |  | 1 |  |  |  | (A/B) | B | Control Mean Lymph Node DPM | Not Null (calculation fails if measurement is null)
7001 | Inspiratory Capacity | No | No | No | Yes | No | Numeric |  | Any Sex | Live or Dead |  |  |  |  | Specific
4921 | Insulin | No | No | No | Yes | No | Numeric |  | Any Sex | Live or Dead | pg/mL |  |  |  | Single Occurrence
5521 | Insulin (ng/ml) | No | No | No | Yes | No | Numeric |  | Any Sex | Live or Dead | ng/mL |  |  |  | Single Occurrence
281 | Intended Dose Level Animal | No | No | No | Yes | No | Numeric |  | Any Sex | Live or Dead | mg/kg/day |  |  | Special Calculation | Single Occurrence |  |  |  | 1 | Animal Intended Dose Level | [7 empty] | This value is defined in the protocol treatment record as the Target Dose Amount. This value is used at the animal level, although it is essentially a Group Level value defined in the protocol.
282 | Intended Dose Level Group | No | Yes | No | No | No | Numeric |  |  |  | mg/kg/day |  |  | Special Calculation | Single Occurrence |  |  |  | 1 | Group Intended Dose Level | [7 empty] | This value is defined in the protocol treatment record as the Target Dose Amount. This measurement is a group Level measurement.
7630 | Interscapular fat pad Terminal BW (mg/g) | No | No | No | Yes | No | Numeric |  | Any Sex | Live or Dead | mg/g |  |  | User Defined Formula | Single Occurrence |  |  |  | 2 |  |  |  | (A*1000)/B | A | Fat pad, interscapular Weight | Not Null (calculation fails if measurement is null)
7630 | Interscapular fat pad Terminal BW (mg/g) | No | No | No | Yes | No | Numeric |  | Any Sex | Live or Dead | mg/g |  |  | User Defined Formula | Single Occurrence |  |  |  | 2 |  |  |  | (A*1000)/B | B | Terminal Bodyweight | Not Null (calculation fails if measurement is null)
5501 | Intestine,small Wt. | No | No | No | Yes | No | Numeric |  | Any Sex | Live or Dead | g |  |  |  | Single Occurrence
2184 | Intra-Uterine Deaths | No | No | No | No | Yes | Boolean (0 No, 1 Yes) |  | Any Sex | Live or Dead |  |  |  | Special Calculation | Single Occurrence |  |  |  |  | Intra-Uterine Death
5607 | Irritancy Percent Swelling (24 hr) | No | No | No | Yes | No | Numeric |  | Any Sex | Live or Dead | % |  |  |  | Single Occurrence
5606 | Irritancy Post-Measurement (24 hr) | No | No | No | Yes | No | Numeric |  | Any Sex | Live or Dead | 10^-2 mm |  |  |  | Single Occurrence
5605 | Irritancy Pre-Measurement | No | No | No | Yes | No | Numeric |  | Any Sex | Live or Dead | 10^-2 mm |  |  |  | Single Occurrence
3227 | IUDR Administered? | No | No | No | Yes | No | Boolean (0 No, 1 Yes) |  | Any Sex | Live or Dead |  | Yes | No |  | Single Occurrence
3381 | I_All Scheduled Activities Completed | Yes | No | No | No | No | Alphanumeric | [7 empty] | Specific
3341 | I_Animal ID | No | No | No | Yes | No | Alphanumeric |  | Any Sex | Live Only |  |  |  |  | Single Occurrence
6621 | I_Animal Room Samples Collected | Yes | No | No | No | No | Alphanumeric | [7 empty] | Specific
3238 | I_Calibration Due Date | Yes | No | No | No | No | Alphanumeric | [7 empty] | Specific
3240 | I_Gage Block S/N | Yes | No | No | No | No | Alphanumeric | [7 empty] | Specific
3239 | I_Micrometer Calibration (Dyer) | Yes | No | No | No | No | Numeric |  |  |  | mm |  |  |  | Specific
6622 | I_Notification/Tracking Sent | Yes | No | No | No | No | Alphanumeric | [7 empty] | Specific
5081 | I_PC/Sentinel/Naive Food-Water Change | Yes | No | No | No | No | Alphanumeric | [7 empty] | Specific
3237 | I_SN_100g | Yes | No | No | No | No | Alphanumeric | [7 empty] | Specific
3236 | I_SN_10g | Yes | No | No | No | No | Alphanumeric | [7 empty] | Specific
3228 | I_SN_200g | Yes | No | No | No | No | Alphanumeric | [7 empty] | Specific
3230 | I_SN_20g | Yes | No | No | No | No | Alphanumeric | [7 empty] | Specific
3229 | I_SN_2kgA | Yes | No | No | No | No | Alphanumeric | [7 empty] | Specific
3232 | I_SN_2kgB | Yes | No | No | No | No | Alphanumeric | [7 empty] | Specific
3234 | I_SN_500mg | Yes | No | No | No | No | Alphanumeric | [7 empty] | Specific
3231 | I_SN_50g | Yes | No | No | No | No | Alphanumeric | [7 empty] | Specific
3233 | I_SN_50mg | Yes | No | No | No | No | Alphanumeric | [7 empty] | Specific
3235 | I_SN_5g | Yes | No | No | No | No | Alphanumeric | [7 empty] | Specific
4802 | I_Temperature output was verified as acceptable per DOP BRT 721 | Yes | No | No | No | No | Alphanumeric | [7 empty] | Specific
4801 | I_Warming apparatus was setup per SOP BRT 721 | Yes | No | No | No | No | Alphanumeric | [7 empty] | Specific
6746 | Kidney % Uptake | No | No | No | Yes | No | Numeric |  | Any Sex | Live or Dead | % |  |  |  | Single Occurrence
6378 | Kidney Actb | No | No | No | Yes | No | Numeric |  | Any Sex | Live or Dead |  |  |  |  | Single Occurrence
6747 | Kidney CPM/mg | No | No | No | Yes | No | Numeric |  | Any Sex | Live or Dead |  |  |  |  | Single Occurrence
6377 | Kidney Gapdh | No | No | No | Yes | No | Numeric |  | Any Sex | Live or Dead |  |  |  |  | Single Occurrence
6376 | Kidney Haver1 | No | No | No | Yes | No | Numeric |  | Any Sex | Live or Dead |  |  |  |  | Single Occurrence
1806 | Kidney Left Terminal BW (mg/g) | No | No | No | Yes | No | Numeric |  | Any Sex | Dead Only | mg/g |  |  | User Defined Formula | Single Occurrence |  |  |  | 2 |  |  |  | (A*1000)/B | A | Kidney-Left | Not Null (calculation fails if measurement is null)
1806 | Kidney Left Terminal BW (mg/g) | No | No | No | Yes | No | Numeric |  | Any Sex | Dead Only | mg/g |  |  | User Defined Formula | Single Occurrence |  |  |  | 2 |  |  |  | (A*1000)/B | B | Terminal Bodyweight | Not Null (calculation fails if measurement is null)
6380 | Kidney PPC | No | No | No | Yes | No | Numeric |  | Any Sex | Live or Dead |  |  |  |  | Single Occurrence
6381 | Kidney RGDC | No | No | No | Yes | No | Numeric |  | Any Sex | Live or Dead |  |  |  |  | Single Occurrence
1805 | Kidney Right Terminal BW (mg/g) | No | No | No | Yes | No | Numeric |  | Any Sex | Dead Only | mg/g |  |  | User Defined Formula | Single Occurrence |  |  |  | 2 |  |  |  | (A*1000)/B | A | Kidney-Right | Not Null (calculation fails if measurement is null)
1805 | Kidney Right Terminal BW (mg/g) | No | No | No | Yes | No | Numeric |  | Any Sex | Dead Only | mg/g |  |  | User Defined Formula | Single Occurrence |  |  |  | 2 |  |  |  | (A*1000)/B | B | Terminal Bodyweight | Not Null (calculation fails if measurement is null)
6379 | Kidney RTC | No | No | No | Yes | No | Numeric |  | Any Sex | Live or Dead |  |  |  |  | Single Occurrence
5923 | Kidney STD BSA | No | No | No | Yes | No | Numeric |  | Any Sex | Live or Dead | ug/g |  |  |  | Specific
3502 | Kidney with Adrenal, right Terminal BW (mg/g) | No | No | No | Yes | No | Numeric |  | Any Sex | Dead Only | mg/g |  |  | User Defined Formula | Single Occurrence |  |  |  | 2 |  |  |  | (A*1000)/B | A | Kidney with Adrenal, right Weight | Not Null (calculation fails if measurement is null)
3502 | Kidney with Adrenal, right Terminal BW (mg/g) | No | No | No | Yes | No | Numeric |  | Any Sex | Dead Only | mg/g |  |  | User Defined Formula | Single Occurrence |  |  |  | 2 |  |  |  | (A*1000)/B | B | Terminal Bodyweight | Not Null (calculation fails if measurement is null)
3626 | Kidney with Adrenal, right Terminal BW (mg/g) (2 decimal) | No | No | No | Yes | No | Numeric |  | Any Sex | Live or Dead | mg/g |  |  | User Defined Formula | Single Occurrence |  |  |  | 2 |  |  |  | (A*1000)/B | A | Kidney with Adrenal, right Weight (2 decimal places) | Not Null (calculation fails if measurement is null)
3626 | Kidney with Adrenal, right Terminal BW (mg/g) (2 decimal) | No | No | No | Yes | No | Numeric |  | Any Sex | Live or Dead | mg/g |  |  | User Defined Formula | Single Occurrence |  |  |  | 2 |  |  |  | (A*1000)/B | B | Terminal Bodyweight | Not Null (calculation fails if measurement is null)
3501 | Kidney with Adrenal, right Weight | No | No | No | Yes | No | Numeric |  | Any Sex | Dead Only | g |  |  |  | Single Occurrence
3601 | Kidney with Adrenal, right Weight (2 decimal places) | No | No | No | Yes | No | Numeric |  | Any Sex | Live or Dead | g |  |  | User Defined Formula | Single Occurrence |  |  |  | 2 |  |  |  | A | A | Kidney with Adrenal, right Weight | Not Null (calculation fails if measurement is null)
3840 | Kidney, left/Brain Weight (%) | No | No | No | Yes | No | Numeric |  | Any Sex | Dead Only | % |  |  | User Defined Formula | Single Occurrence |  |  |  | 2 |  |  |  | A/B*100 | A | Kidney-Left | Not Null (calculation fails if measurement is null)
3840 | Kidney, left/Brain Weight (%) | No | No | No | Yes | No | Numeric |  | Any Sex | Dead Only | % |  |  | User Defined Formula | Single Occurrence |  |  |  | 2 |  |  |  | A/B*100 | B | Brain Weight | Not Null (calculation fails if measurement is null)
3841 | Kidney, right/Brain Weight (%) | No | No | No | Yes | No | Numeric |  | Any Sex | Dead Only | % |  |  | User Defined Formula | Single Occurrence |  |  |  | 2 |  |  |  | A/B*100 | A | Kidney-Right | Not Null (calculation fails if measurement is null)
3841 | Kidney, right/Brain Weight (%) | No | No | No | Yes | No | Numeric |  | Any Sex | Dead Only | % |  |  | User Defined Formula | Single Occurrence |  |  |  | 2 |  |  |  | A/B*100 | B | Brain Weight | Not Null (calculation fails if measurement is null)
1224 | Kidney-Left | No | No | No | Yes | No | Numeric |  | Any Sex | Dead Only | g |  |  |  | Single Occurrence
1223 | Kidney-Right | No | No | No | Yes | No | Numeric | Organ Weight | Any Sex | Dead Only | g |  |  |  | Single Occurrence
2628 | Kidneys (Pr) Terminal BW (mg/g) | No | No | No | Yes | No | Numeric |  | Any Sex | Live or Dead | mg/g |  |  | User Defined Formula | Single Occurrence |  |  |  | 2 |  |  |  | (A*1000)/B | A | Kidneys Weight | Not Null (calculation fails if measurement is null)
2628 | Kidneys (Pr) Terminal BW (mg/g) | No | No | No | Yes | No | Numeric |  | Any Sex | Live or Dead | mg/g |  |  | User Defined Formula | Single Occurrence |  |  |  | 2 |  |  |  | (A*1000)/B | B | Terminal Bodyweight | Not Null (calculation fails if measurement is null)
3839 | Kidneys (PR)/Brain Weight (%) | No | No | No | Yes | No | Numeric |  | Any Sex | Dead Only | % |  |  | User Defined Formula | Single Occurrence |  |  |  | 2 |  |  |  | A/B*100 | A | Kidneys Weight | Not Null (calculation fails if measurement is null)
3839 | Kidneys (PR)/Brain Weight (%) | No | No | No | Yes | No | Numeric |  | Any Sex | Dead Only | % |  |  | User Defined Formula | Single Occurrence |  |  |  | 2 |  |  |  | A/B*100 | B | Brain Weight | Not Null (calculation fails if measurement is null)
1222 | Kidneys Weight | No | No | No | Yes | No | Numeric | Organ Weight | Any Sex | Dead Only | g |  |  |  | Single Occurrence
2626 | LAB Terminal BW (mg/g) | No | No | No | Yes | No | Numeric |  | Any Sex | Live or Dead | mg/g |  |  | User Defined Formula | Single Occurrence |  |  |  | 2 |  |  |  | (A*1000)/B | A | LAB Weight | Not Null (calculation fails if measurement is null)
2626 | LAB Terminal BW (mg/g) | No | No | No | Yes | No | Numeric |  | Any Sex | Live or Dead | mg/g |  |  | User Defined Formula | Single Occurrence |  |  |  | 2 |  |  |  | (A*1000)/B | B | Terminal Bodyweight | Not Null (calculation fails if measurement is null)
1195 | LAB Weight | No | No | No | Yes | No | Numeric |  | Males Only | Dead Only | g |  |  |  | Single Occurrence
3825 | LAB/Brain Weight (%) | No | No | No | Yes | No | Numeric |  | Males Only | Dead Only | % |  |  | User Defined Formula | Single Occurrence |  |  |  | 3 |  |  |  | A/B*100 | A | LAB Weight | Not Null (calculation fails if measurement is null)
3825 | LAB/Brain Weight (%) | No | No | No | Yes | No | Numeric |  | Males Only | Dead Only | % |  |  | User Defined Formula | Single Occurrence |  |  |  | 3 |  |  |  | A/B*100 | B | Brain Weight | Not Null (calculation fails if measurement is null)
3021 | Large Unstained Cell count | No | No | No | Yes | No | Numeric |  | Any Sex | Live or Dead | K/uL |  |  |  | Single Occurrence
3412 | Large Unstained Cell Percentage | No | No | No | Yes | No | Numeric |  | Any Sex | Live or Dead | % |  |  |  | Single Occurrence
1041 | Last Dose Date | No | No | No | Yes | No | Date |  | Any Sex | Live Only |  |  |  |  | Specific
1043 | Last Wean Date | No | No | No | Yes | No | Date |  | Any Sex | Live Only |  |  |  |  | Specific
1045 | Last Wean Date Collected? | Yes | No | No | No | No | Alphanumeric | [7 empty] | Specific
4741 | LDL Cholesterol | No | No | No | Yes | No | Numeric |  | Any Sex | Live or Dead | mg/dL |  |  |  | Single Occurrence
1065 | Learning/Memory Test | No | No | No | Yes | Yes | Numeric |  | Any Sex | Live Only |  |  |  |  | Specific
3206 | Left Ear Punch Weight (conv) | No | No | No | Yes | No | Numeric |  | Any Sex | Live or Dead | mg |  |  | User Defined Formula | Single Occurrence |  |  |  | 1 |  |  |  | A*1000 | A | Left Ear Punch Weight (g) | Not Null (calculation fails if measurement is null)
3205 | Left Ear Punch Weight (g) | No | No | No | Yes | No | Numeric |  | Any Sex | Live or Dead | g |  |  |  | Single Occurrence
3183 | Left Ear Thickness-1 (mm) | No | No | No | Yes | No | Numeric |  | Any Sex | Live or Dead | mm |  |  |  | Specific
3189 | Left Ear Thickness-1 Day 1 | No | No | No | Yes | No | Numeric |  | Any Sex | Live or Dead | mm |  |  | Special Calculation | Single Occurrence |  | 1 |  | 1 | Numeric Value On Day | Left Ear Thickness-1 (mm)
3195 | Left Ear Thickness-1 Day 1 (conv) | No | No | No | Yes | No | Numeric |  | Any Sex | Live or Dead | 10^-2 mm |  |  | User Defined Formula | Single Occurrence |  |  |  | 1 |  |  |  | A*100 | A | Left Ear Thickness-1 Day 1 | Not Null (calculation fails if measurement is null)
3244 | Left Ear Thickness-1 Day 3 | No | No | No | Yes | No | Numeric |  | Any Sex | Live or Dead | mm |  |  | Special Calculation | Single Occurrence |  | 3 |  | 1 | Numeric Value On Day | Left Ear Thickness-1 (mm)
3248 | Left Ear Thickness-1 Day 3 (conv) | No | No | No | Yes | No | Numeric |  | Any Sex | Live or Dead | 10^-2 mm |  |  | User Defined Formula | Single Occurrence |  |  |  | 1 |  |  |  | A*100 | A | Left Ear Thickness-1 Day 3 | Not Null (calculation fails if measurement is null)
3190 | Left Ear Thickness-1 Day 6 | No | No | No | Yes | No | Numeric |  | Any Sex | Live or Dead | mm |  |  | Special Calculation | Single Occurrence |  | 6 |  | 1 | Numeric Value On Day | Left Ear Thickness-1 (mm)
3199 | Left Ear Thickness-1 Day 6 (conv) | No | No | No | Yes | No | Numeric |  | Any Sex | Live or Dead | 10^-2 mm |  |  | User Defined Formula | Single Occurrence |  |  |  | 1 |  |  |  | A*100 | A | Left Ear Thickness-1 Day 6 | Not Null (calculation fails if measurement is null)
3184 | Left Ear Thickness-2 (mm) | No | No | No | Yes | No | Numeric |  | Any Sex | Live or Dead | mm |  |  |  | Specific
3191 | Left Ear Thickness-2 Day 1 | No | No | No | Yes | No | Numeric |  | Any Sex | Live or Dead | mm |  |  | Special Calculation | Single Occurrence |  | 1 |  | 1 | Numeric Value On Day | Left Ear Thickness-2 (mm)
3196 | Left Ear Thickness-2 Day 1 (conv) | No | No | No | Yes | No | Numeric |  | Any Sex | Live or Dead | 10^-2 mm |  |  | User Defined Formula | Single Occurrence |  |  |  | 1 |  |  |  | A*100 | A | Left Ear Thickness-2 Day 1 | Not Null (calculation fails if measurement is null)
3245 | Left Ear Thickness-2 Day 3 | No | No | No | Yes | No | Numeric |  | Any Sex | Live or Dead | mm |  |  | Special Calculation | Single Occurrence |  | 3 |  | 1 | Numeric Value On Day | Left Ear Thickness-2 (mm)
3249 | Left Ear Thickness-2 Day 3 (conv) | No | No | No | Yes | No | Numeric |  | Any Sex | Live or Dead | 10^-2 mm |  |  | User Defined Formula | Single Occurrence |  |  |  | 1 |  |  |  | A*100 | A | Left Ear Thickness-2 Day 3 | Not Null (calculation fails if measurement is null)
3192 | Left Ear Thickness-2 Day 6 | No | No | No | Yes | No | Numeric |  | Any Sex | Live or Dead | mm |  |  | Special Calculation | Single Occurrence |  | 6 |  | 1 | Numeric Value On Day | Left Ear Thickness-2 (mm)
3200 | Left Ear Thickness-2 Day 6 (conv) | No | No | No | Yes | No | Numeric |  | Any Sex | Live or Dead | 10^-2 mm |  |  | User Defined Formula | Single Occurrence |  |  |  | 1 |  |  |  | A*100 | A | Left Ear Thickness-2 Day 6 | Not Null (calculation fails if measurement is null)
6102 | Left Lung Lobe Weight | No | No | No | Yes | No | Numeric |  | Any Sex | Dead Only | g |  |  |  | Single Occurrence
4922 | Leptin | No | No | No | Yes | No | Numeric |  | Any Sex | Live or Dead | pg/mL |  |  |  | Single Occurrence
1780 | Leukocyte Count | No | No | No | Yes | No | Numeric |  | Any Sex | Live or Dead | K/uL |  |  |  | Single Occurrence
4681 | Limit of Detection | No | No | No | Yes | No | Numeric |  | Any Sex | Live or Dead |  |  |  |  | Specific
2407 | Linearity (IVOS) | No | No | No | Yes | No | Numeric |  | Males Only | Live or Dead | % |  |  |  | Single Occurrence
4242 | Lipemia Index | No | No | No | Yes | No | Numeric |  | Any Sex | Live or Dead | N |  |  |  | Single Occurrence
69 | Litter Date | No | No | No | Yes | No | Date/Time |  | Females Only | Live Only |  |  |  |  | Single Occurrence
1029 | Litter Letter | No | No | No | Yes | No | Alphanumeric |  | Any Sex | Live Only |  |  |  |  | Specific
62 | Litter Size | No | No | No | Yes | No | Special Numeric |  | Females Only | Live Only |  |  |  | Saved User Defined Formula | Specific |  |  |  | 0 |  |  |  | A+B+C+D+E+F | A | Live Males | Nullable
62 | Litter Size | No | No | No | Yes | No | Special Numeric |  | Females Only | Live Only |  |  |  | Saved User Defined Formula | Specific |  |  |  | 0 |  |  |  | A+B+C+D+E+F | B | Live Females | Nullable
62 | Litter Size | No | No | No | Yes | No | Special Numeric |  | Females Only | Live Only |  |  |  | Saved User Defined Formula | Specific |  |  |  | 0 |  |  |  | A+B+C+D+E+F | C | Live Unsexed | Nullable
62 | Litter Size | No | No | No | Yes | No | Special Numeric |  | Females Only | Live Only |  |  |  | Saved User Defined Formula | Specific |  |  |  | 0 |  |  |  | A+B+C+D+E+F | D | Dead Males | Nullable
62 | Litter Size | No | No | No | Yes | No | Special Numeric |  | Females Only | Live Only |  |  |  | Saved User Defined Formula | Specific |  |  |  | 0 |  |  |  | A+B+C+D+E+F | E | Dead Females | Nullable
62 | Litter Size | No | No | No | Yes | No | Special Numeric |  | Females Only | Live Only |  |  |  | Saved User Defined Formula | Specific |  |  |  | 0 |  |  |  | A+B+C+D+E+F | F | Dead Unsexed | Nullable
111 | Litter Size - Post Cull | No | No | No | Yes | No | Special Numeric |  | Any Sex | Live or Dead |  |  |  |  | Specific
68 | Littered | No | No | No | Yes | No | Boolean (0 No, 1 Yes) |  | Females Only | Live Only |  | Yes | No |  | Single Occurrence
4669 | Litters with Female Pups with Areolae/Nipples | No | No | No | Yes | No | Boolean (0 No, 1 Yes) |  | Any Sex | Live or Dead |  | Yes | No | User Defined Formula | Single Occurrence | [7 empty] | IIF(A=0,NOTHING,B>=1) | A | Number of Female Pups Examined for Areolae/Nipples | Not Null (calculation fails if measurement is null)
4669 | Litters with Female Pups with Areolae/Nipples | No | No | No | Yes | No | Boolean (0 No, 1 Yes) |  | Any Sex | Live or Dead |  | Yes | No | User Defined Formula | Single Occurrence | [7 empty] | IIF(A=0,NOTHING,B>=1) | B | Number of Female Pups with Areolae/Nipples | Not Null (calculation fails if measurement is null)
3328 | Litters with Male Pups with Areolae/Nipples | No | No | No | Yes | No | Boolean (0 No, 1 Yes) |  | Any Sex | Live or Dead |  | Yes | No | User Defined Formula | Single Occurrence | [7 empty] | IIF(A=0,NOTHING,B>=1) | A | Number of Male Pups Examined for Areolae/Nipples | Not Null (calculation fails if measurement is null)
3328 | Litters with Male Pups with Areolae/Nipples | No | No | No | Yes | No | Boolean (0 No, 1 Yes) |  | Any Sex | Live or Dead |  | Yes | No | User Defined Formula | Single Occurrence | [7 empty] | IIF(A=0,NOTHING,B>=1) | B | Number of Male Pups with Areolae/Nipples | Not Null (calculation fails if measurement is null)
2354 | Live Female Fetus | No | No | No | No | Yes | Boolean (0 No, 1 Yes) |  | Any Sex | Live or Dead |  |  |  | User Defined Formula | Single Occurrence | [7 empty] | A AND B | A | Live Fetus | Not Null (calculation fails if measurement is null)
2354 | Live Female Fetus | No | No | No | No | Yes | Boolean (0 No, 1 Yes) |  | Any Sex | Live or Dead |  |  |  | User Defined Formula | Single Occurrence | [7 empty] | A AND B | B | Fetus Female | Not Null (calculation fails if measurement is null)
2366 | Live Female Fetus Weight | No | No | No | No | Yes | Numeric |  | Any Sex | Live or Dead | g |  |  | User Defined Formula | Single Occurrence |  |  |  | 2 |  |  |  | IIF(A,B,NOTHING) | A | Live Female Fetus | Not Null (calculation fails if measurement is null)
2366 | Live Female Fetus Weight | No | No | No | No | Yes | Numeric |  | Any Sex | Live or Dead | g |  |  | User Defined Formula | Single Occurrence |  |  |  | 2 |  |  |  | IIF(A,B,NOTHING) | B | Foetal Weight | Not Null (calculation fails if measurement is null)
55 | Live Females | No | No | No | Yes | No | Numeric |  | Females Only | Live Only |  |  |  |  | Specific
104 | Live Females - Post Cull | No | No | No | Yes | No | Special Numeric |  | Any Sex | Live or Dead |  |  |  |  | Specific
1577 | Live Females on PND 4 postcull | No | No | No | Yes | No | Numeric |  | Females Only | Live or Dead |  |  |  | Special Calculation | Single Occurrence |  | 4 | Not Relative to Root Measurement | 0 | Numeric Value On Day | Live Females - Post Cull
2344 | Live Fetus | No | No | No | No | Yes | Boolean (0 No, 1 Yes) |  | Any Sex | Live or Dead |  |  |  | User Defined Formula | Single Occurrence | [7 empty] | NOT A AND NOT B | A | Intra-Uterine Deaths | Not Null (calculation fails if measurement is null)
2344 | Live Fetus | No | No | No | No | Yes | Boolean (0 No, 1 Yes) |  | Any Sex | Live or Dead |  |  |  | User Defined Formula | Single Occurrence | [7 empty] | NOT A AND NOT B | B | Fetus Resorption | Not Null (calculation fails if measurement is null)
2362 | Live Fetus Weight | No | No | No | No | Yes | Numeric |  | Any Sex | Live or Dead | g |  |  | User Defined Formula | Single Occurrence |  |  |  | 2 |  |  |  | IIF(A,B,NOTHING) | A | Live Fetus | Not Null (calculation fails if measurement is null)
2362 | Live Fetus Weight | No | No | No | No | Yes | Numeric |  | Any Sex | Live or Dead | g |  |  | User Defined Formula | Single Occurrence |  |  |  | 2 |  |  |  | IIF(A,B,NOTHING) | B | Foetal Weight | Not Null (calculation fails if measurement is null)
2401 | Live Fields (IVOS) | No | No | No | Yes | No | Numeric |  | Males Only | Live or Dead |  |  |  |  | Specific
5504 | Live Litter Census | No | No | No | Yes | No | Numeric |  | Females Only | Live or Dead |  |  |  |  | Specific
2352 | Live Male Fetus | No | No | No | No | Yes | Boolean (0 No, 1 Yes) |  | Any Sex | Live or Dead |  |  |  | User Defined Formula | Single Occurrence | [7 empty] | A AND B | A | Fetus Male | Not Null (calculation fails if measurement is null)
2352 | Live Male Fetus | No | No | No | No | Yes | Boolean (0 No, 1 Yes) |  | Any Sex | Live or Dead |  |  |  | User Defined Formula | Single Occurrence | [7 empty] | A AND B | B | Live Fetus | Not Null (calculation fails if measurement is null)
2364 | Live Male Fetus Weight | No | No | No | No | Yes | Numeric |  | Any Sex | Live or Dead | g |  |  | User Defined Formula | Single Occurrence |  |  |  | 2 |  |  |  | IIF(A,B,NOTHING) | A | Live Male Fetus | Not Null (calculation fails if measurement is null)
2364 | Live Male Fetus Weight | No | No | No | No | Yes | Numeric |  | Any Sex | Live or Dead | g |  |  | User Defined Formula | Single Occurrence |  |  |  | 2 |  |  |  | IIF(A,B,NOTHING) | B | Foetal Weight | Not Null (calculation fails if measurement is null)
54 | Live Males | No | No | No | Yes | No | Numeric |  | Females Only | Live Only |  |  |  |  | Specific
103 | Live Males - Post Cull | No | No | No | Yes | No | Special Numeric |  | Any Sex | Live or Dead |  |  |  |  | Specific
1576 | Live Males on PND 4 postcull | No | No | No | Yes | No | Numeric |  | Females Only | Live or Dead |  |  |  | Special Calculation | Single Occurrence |  | 4 | Not Relative to Root Measurement | 0 | Numeric Value On Day | Live Males - Post Cull
1585 | Live Pups on PND 4 postcull | No | No | No | Yes | No | Numeric |  | Females Only | Live or Dead |  |  |  | User Defined Formula | Single Occurrence |  |  |  | 0 |  |  |  | A+B+C | A | Live Males on PND 4 postcull | Not Null (calculation fails if measurement is null)
1585 | Live Pups on PND 4 postcull | No | No | No | Yes | No | Numeric |  | Females Only | Live or Dead |  |  |  | User Defined Formula | Single Occurrence |  |  |  | 0 |  |  |  | A+B+C | B | Live Females on PND 4 postcull | Not Null (calculation fails if measurement is null)
1585 | Live Pups on PND 4 postcull | No | No | No | Yes | No | Numeric |  | Females Only | Live or Dead |  |  |  | User Defined Formula | Single Occurrence |  |  |  | 0 |  |  |  | A+B+C | C | Live Unsexed on PND 4 postcull | Not Null (calculation fails if measurement is null)
57 | Live Total | No | No | No | Yes | No | Special Numeric |  | Females Only | Live Only |  |  |  | User Defined Formula | Specific |  |  |  | 0 |  |  |  | A+B+C | A | Live Males | Nullable
57 | Live Total | No | No | No | Yes | No | Special Numeric |  | Females Only | Live Only |  |  |  | User Defined Formula | Specific |  |  |  | 0 |  |  |  | A+B+C | B | Live Females | Nullable
57 | Live Total | No | No | No | Yes | No | Special Numeric |  | Females Only | Live Only |  |  |  | User Defined Formula | Specific |  |  |  | 0 |  |  |  | A+B+C | C | Live Unsexed | Nullable
106 | Live Total - Post Cull | No | No | No | Yes | No | Special Numeric |  | Any Sex | Live or Dead |  |  |  | User Defined Formula | Specific | [7 empty] | A + B + C | A | Live Males - Post Cull | Nullable
106 | Live Total - Post Cull | No | No | No | Yes | No | Special Numeric |  | Any Sex | Live or Dead |  |  |  | User Defined Formula | Specific | [7 empty] | A + B + C | B | Live Females - Post Cull | Nullable
106 | Live Total - Post Cull | No | No | No | Yes | No | Special Numeric |  | Any Sex | Live or Dead |  |  |  | User Defined Formula | Specific | [7 empty] | A + B + C | C | Live Unsexed - Post Cull | Nullable
56 | Live Unsexed | No | No | No | Yes | No | Numeric |  | Females Only | Live Only |  |  |  |  | Specific
105 | Live Unsexed - Post Cull | No | No | No | Yes | No | Special Numeric |  | Any Sex | Live or Dead |  |  |  |  | Specific
1578 | Live Unsexed on PND 4 postcull | No | No | No | Yes | No | Numeric |  | Females Only | Live or Dead |  |  |  | Special Calculation | Single Occurrence |  | 4 | Not Relative to Root Measurement | 0 | Numeric Value On Day | Live Unsexed - Post Cull
6748 | Liver % Uptake | No | No | No | Yes | No | Numeric |  | Any Sex | Live or Dead | % |  |  |  | Single Occurrence
7232 | Liver 24 Hr FTNO Concentration | No | No | No | Yes | No | Numeric |  | Any Sex | Live or Dead | ng/g |  |  |  | Specific
7231 | Liver 24 Hr FTS Concentration | No | No | No | Yes | No | Numeric |  | Any Sex | Live or Dead | ng/g |  |  |  | Specific
7233 | Liver 24 Hr FtSaB Concentration | No | No | No | Yes | No | Numeric |  | Any Sex | Live or Dead | ng/g |  |  |  | Specific
7234 | Liver 24 Hr FtSiAoS Concentration | No | No | No | Yes | No | Numeric |  | Any Sex | Live or Dead | ng/g |  |  |  | Specific
7235 | Liver 24 Hr FtTAoS Concentration | No | No | No | Yes | No | Numeric |  | Any Sex | Live or Dead | ng/g |  |  |  | Specific
6370 | Liver Acot1 | No | No | No | Yes | No | Numeric |  | Any Sex | Live or Dead |  |  |  |  | Single Occurrence
6361 | Liver Acox1 | No | No | No | Yes | No | Numeric |  | Any Sex | Live or Dead |  |  |  |  | Single Occurrence
6372 | Liver Actb | No | No | No | Yes | No | Numeric |  | Any Sex | Live or Dead |  |  |  |  | Single Occurrence
6366 | Liver Ccng1 | No | No | No | Yes | No | Numeric |  | Any Sex | Live or Dead |  |  |  |  | Single Occurrence
6365 | Liver Cdkn1a | No | No | No | Yes | No | Numeric |  | Any Sex | Live or Dead |  |  |  |  | Single Occurrence
4842 | Liver Concentration | No | No | No | Yes | No | Numeric |  | Any Sex | Live or Dead | ng/g |  |  |  | Single Occurrence
6749 | Liver CPM/mg | No | No | No | Yes | No | Numeric |  | Any Sex | Live or Dead |  |  |  |  | Single Occurrence
6367 | Liver Cyp1b1 | No | No | No | Yes | No | Numeric |  | Any Sex | Live or Dead |  |  |  |  | Single Occurrence
6363 | Liver Cyp2b1 | No | No | No | Yes | No | Numeric |  | Any Sex | Live or Dead |  |  |  |  | Single Occurrence
6364 | Liver Cyp3a23/3a1 | No | No | No | Yes | No | Numeric |  | Any Sex | Live or Dead |  |  |  |  | Single Occurrence
6362 | Liver Cyp4a1 | No | No | No | Yes | No | Numeric |  | Any Sex | Live or Dead |  |  |  |  | Single Occurrence
7252 | Liver FTNO LOD | No | No | No | Yes | No | Numeric |  | Any Sex | Live or Dead | ng/g |  |  |  | Specific
7247 | Liver FTNO LOQ | No | No | No | Yes | No | Numeric |  | Any Sex | Live or Dead | ng/g |  |  |  | Specific
7251 | Liver FTS LOD | No | No | No | Yes | No | Numeric |  | Any Sex | Live or Dead | ng/g |  |  |  | Specific
7246 | Liver FTS LOQ | No | No | No | Yes | No | Numeric |  | Any Sex | Live or Dead | ng/g |  |  |  | Specific
7253 | Liver FtSaB LOD | No | No | No | Yes | No | Numeric |  | Any Sex | Live or Dead | ng/g |  |  |  | Specific
7248 | Liver FtSaB LOQ | No | No | No | Yes | No | Numeric |  | Any Sex | Live or Dead | ng/g |  |  |  | Specific
7254 | Liver FtSiAoS LOD | No | No | No | Yes | No | Numeric |  | Any Sex | Live or Dead | ng/g |  |  |  | Specific
7249 | Liver FtSiAoS LOQ | No | No | No | Yes | No | Numeric |  | Any Sex | Live or Dead | ng/g |  |  |  | Specific
7255 | Liver FtTAoS LOD | No | No | No | Yes | No | Numeric |  | Any Sex | Live or Dead | ng/g |  |  |  | Specific
7250 | Liver FtTAoS LOQ | No | No | No | Yes | No | Numeric |  | Any Sex | Live or Dead | ng/g |  |  |  | Specific
6371 | Liver Gapdh | No | No | No | Yes | No | Numeric |  | Any Sex | Live or Dead |  |  |  |  | Single Occurrence
6368 | Liver Gstm3 | No | No | No | Yes | No | Numeric |  | Any Sex | Live or Dead |  |  |  |  | Single Occurrence
4844 | Liver LOQ | No | No | No | Yes | No | Numeric |  | Any Sex | Live or Dead | ng/g |  |  |  | Single Occurrence
6369 | Liver Nqo1 | No | No | No | Yes | No | Numeric |  | Any Sex | Live or Dead |  |  |  |  | Single Occurrence
5243 | Liver PFOA Concentration | No | No | No | Yes | No | Numeric |  | Any Sex | Live or Dead | ng |  |  |  | Single Occurrence
6375 | Liver PPD | No | No | No | Yes | No | Numeric |  | Any Sex | Live or Dead |  |  |  |  | Single Occurrence
6373 | Liver RGDC | No | No | No | Yes | No | Numeric |  | Any Sex | Live or Dead |  |  |  |  | Single Occurrence
6374 | Liver RTC | No | No | No | Yes | No | Numeric |  | Any Sex | Live or Dead |  |  |  |  | Single Occurrence
1802 | Liver Terminal BW (mg/g) | No | No | No | Yes | No | Numeric |  | Any Sex | Dead Only | mg/g |  |  | User Defined Formula | Single Occurrence |  |  |  | 2 |  |  |  | (A*1000)/B | A | Liver Weight | Not Null (calculation fails if measurement is null)
1802 | Liver Terminal BW (mg/g) | No | No | No | Yes | No | Numeric |  | Any Sex | Dead Only | mg/g |  |  | User Defined Formula | Single Occurrence |  |  |  | 2 |  |  |  | (A*1000)/B | B | Terminal Bodyweight | Not Null (calculation fails if measurement is null)
6967 | Liver Vanadium Concentration | No | No | No | Yes | No | Numeric |  | Any Sex | Live or Dead | ng/g |  |  |  | Single Occurrence
6968 | Liver Vanadium LOD | No | No | No | Yes | No | Numeric |  | Any Sex | Live or Dead | ng/g |  |  |  | Single Occurrence
6969 | Liver Vanadium LOQ | No | No | No | Yes | No | Numeric |  | Any Sex | Live or Dead | ng/g |  |  |  | Single Occurrence
1181 | Liver Weight | No | No | No | Yes | No | Numeric |  | Any Sex | Dead Only | g |  |  |  | Single Occurrence
3842 | Liver/Brain Weight (%) | No | No | No | Yes | No | Numeric |  | Any Sex | Dead Only | % |  |  | User Defined Formula | Single Occurrence |  |  |  | 2 |  |  |  | A/B*100 | A | Liver Weight | Not Null (calculation fails if measurement is null)
3842 | Liver/Brain Weight (%) | No | No | No | Yes | No | Numeric |  | Any Sex | Dead Only | % |  |  | User Defined Formula | Single Occurrence |  |  |  | 2 |  |  |  | A/B*100 | B | Brain Weight | Not Null (calculation fails if measurement is null)
5603 | Local Lymph Node Assay CPM | No | No | No | Yes | No | Numeric |  | Any Sex | Live or Dead |  |  |  |  | Single Occurrence
5604 | Local Lymph Node Assay DPM | No | No | No | Yes | No | Numeric |  | Any Sex | Live or Dead |  |  |  |  | Single Occurrence
7128 | Log Titer (pfu/gram-lung) | No | No | No | Yes | No | Numeric |  | Any Sex | Live or Dead | pfu/gram-lung |  |  | User Defined Formula | Specific |  |  |  | 2 |  |  |  | IIF(A=0,0,LOG10(A*100000)) | A | Titer (x10^5) | Not Null (calculation fails if measurement is null)
5705 | LOQ Kidney | No | No | No | Yes | No | Numeric |  | Any Sex | Live or Dead | ug/g |  |  |  | Single Occurrence
5703 | LOQ Plasma | No | No | No | Yes | No | Numeric |  | Any Sex | Live or Dead | µg/mL |  |  |  | Single Occurrence
5704 | LOQ Urine | No | No | No | Yes | No | Numeric |  | Any Sex | Live or Dead | µg/mL |  |  |  | Single Occurrence
6750 | Lung % Uptake | No | No | No | Yes | No | Numeric |  | Any Sex | Live or Dead | % |  |  |  | Single Occurrence
6561 | Lung Collected - Tissue Burden | No | No | No | Yes | No | Boolean (0 No, 1 Yes) |  | Any Sex | Live or Dead |  | Yes | No |  | Single Occurrence
6751 | Lung CPM/mg | No | No | No | Yes | No | Numeric |  | Any Sex | Live or Dead |  |  |  |  | Single Occurrence
7204 | Lung Homogenate anti-flu IgG (ng/mL) | No | No | No | Yes | No | Numeric |  | Any Sex | Live or Dead | ng/mL |  |  |  | Specific
7203 | Lung Homogenate anti-flu IgM (ng/mL) | No | No | No | Yes | No | Numeric |  | Any Sex | Live or Dead | ng/mL |  |  |  | Specific
1803 | Lung Terminal BW (mg/g) | No | No | No | Yes | No | Numeric |  | Any Sex | Dead Only | mg/g |  |  | User Defined Formula | Single Occurrence |  |  |  | 2 |  |  |  | (A*1000)/B | A | Lungs Weight | Not Null (calculation fails if measurement is null)
1803 | Lung Terminal BW (mg/g) | No | No | No | Yes | No | Numeric |  | Any Sex | Dead Only | mg/g |  |  | User Defined Formula | Single Occurrence |  |  |  | 2 |  |  |  | (A*1000)/B | B | Terminal Bodyweight | Not Null (calculation fails if measurement is null)
6183 | Lung/Brain Weight (%) | No | No | No | Yes | No | Numeric |  | Any Sex | Live or Dead | % |  |  | User Defined Formula | Single Occurrence |  |  |  | 2 |  |  |  | (A/B) * 100 | A | Lungs Weight | Not Null (calculation fails if measurement is null)
6183 | Lung/Brain Weight (%) | No | No | No | Yes | No | Numeric |  | Any Sex | Live or Dead | % |  |  | User Defined Formula | Single Occurrence |  |  |  | 2 |  |  |  | (A/B) * 100 | B | Brain Weight | Not Null (calculation fails if measurement is null)
6912 | Lungs Filled | No | No | No | Yes | No | Boolean (0 No, 1 Yes) |  | Any Sex | Dead Only |  | Yes | No |  | Specific
1227 | Lungs Weight | No | No | No | Yes | No | Numeric | Organ Weight | Any Sex | Dead Only | g |  |  |  | Single Occurrence
1123 | Luteinizing Hormone | No | No | No | Yes | No | Numeric |  | Any Sex | Live or Dead | mg/ml |  |  |  | Specific
3218 | Lymph Node CPM | No | No | No | Yes | No | Numeric |  | Any Sex | Live or Dead |  |  |  |  | Single Occurrence
3224 | Lymph Node DPM | No | No | No | Yes | No | Numeric |  | Any Sex | Live or Dead |  |  |  | User Defined Formula | Single Occurrence |  |  |  | 1 |  |  |  | (A/(B/100))-C | A | Lymph Node CPM | Not Null (calculation fails if measurement is null)
3224 | Lymph Node DPM | No | No | No | Yes | No | Numeric |  | Any Sex | Live or Dead |  |  |  | User Defined Formula | Single Occurrence |  |  |  | 1 |  |  |  | (A/(B/100))-C | B | Gamma Counter Efficiency (Lymph Node) | Not Null (calculation fails if measurement is null)
3224 | Lymph Node DPM | No | No | No | Yes | No | Numeric |  | Any Sex | Live or Dead |  |  |  | User Defined Formula | Single Occurrence |  |  |  | 1 |  |  |  | (A/(B/100))-C | C | Average Blank DPM (Lymph Node) | Not Null (calculation fails if measurement is null)
3069 | Lymph node, Cervical Terminal BW (mg/g) | No | No | No | Yes | No | Numeric |  | Any Sex | Live or Dead | mg/g |  |  | User Defined Formula | Single Occurrence |  |  |  | 2 |  |  |  | (A*1000)/B | A | Lymph node, Cervical Weight | Not Null (calculation fails if measurement is null)
3069 | Lymph node, Cervical Terminal BW (mg/g) | No | No | No | Yes | No | Numeric |  | Any Sex | Live or Dead | mg/g |  |  | User Defined Formula | Single Occurrence |  |  |  | 2 |  |  |  | (A*1000)/B | B | Terminal Bodyweight | Not Null (calculation fails if measurement is null)
3064 | Lymph node, Cervical Weight | No | No | No | Yes | No | Numeric |  | Any Sex | Live or Dead | g |  |  |  | Single Occurrence
3066 | Lymph node, Mediastinal Terminal BW (mg/g) | No | No | No | Yes | No | Numeric |  | Any Sex | Live or Dead | mg/g |  |  | User Defined Formula | Single Occurrence |  |  |  | 2 |  |  |  | (A*1000)/B | A | Lymph node, Mediastinal Weight | Not Null (calculation fails if measurement is null)
3066 | Lymph node, Mediastinal Terminal BW (mg/g) | No | No | No | Yes | No | Numeric |  | Any Sex | Live or Dead | mg/g |  |  | User Defined Formula | Single Occurrence |  |  |  | 2 |  |  |  | (A*1000)/B | B | Terminal Bodyweight | Not Null (calculation fails if measurement is null)
3061 | Lymph node, Mediastinal Weight | No | No | No | Yes | No | Numeric |  | Any Sex | Live or Dead | g |  |  |  | Single Occurrence
3067 | Lymph node, Mesenteric Terminal BW (mg/g) | No | No | No | Yes | No | Numeric |  | Any Sex | Live or Dead | mg/g |  |  | User Defined Formula | Single Occurrence |  |  |  | 2 |  |  |  | (A*1000)/B | A | Lymph node, Mesenteric Weight | Not Null (calculation fails if measurement is null)
3067 | Lymph node, Mesenteric Terminal BW (mg/g) | No | No | No | Yes | No | Numeric |  | Any Sex | Live or Dead | mg/g |  |  | User Defined Formula | Single Occurrence |  |  |  | 2 |  |  |  | (A*1000)/B | B | Terminal Bodyweight | Not Null (calculation fails if measurement is null)
3062 | Lymph node, Mesenteric Weight | No | No | No | Yes | No | Numeric |  | Any Sex | Live or Dead | g |  |  |  | Single Occurrence
3068 | Lymph node, Popliteal Terminal BW (mg/g) | No | No | No | Yes | No | Numeric |  | Any Sex | Live or Dead | mg/g |  |  | User Defined Formula | Single Occurrence |  |  |  | 2 |  |  |  | (A*1000)/B | A | Lymph node, Popliteal Weight | Not Null (calculation fails if measurement is null)
3068 | Lymph node, Popliteal Terminal BW (mg/g) | No | No | No | Yes | No | Numeric |  | Any Sex | Live or Dead | mg/g |  |  | User Defined Formula | Single Occurrence |  |  |  | 2 |  |  |  | (A*1000)/B | B | Terminal Bodyweight | Not Null (calculation fails if measurement is null)
3063 | Lymph node, Popliteal Weight | No | No | No | Yes | No | Numeric |  | Any Sex | Live or Dead | g |  |  |  | Single Occurrence
1781 | Lymphocyte count | No | No | No | Yes | No | Numeric |  | Any Sex | Live or Dead | K/uL |  |  |  | Single Occurrence
3413 | Lymphocyte Percentage | No | No | No | Yes | No | Numeric |  | Any Sex | Live or Dead | % |  |  |  | Single Occurrence
7445 | m-Xylene Plasma 24 hr Concentration | No | No | No | Yes | No | Numeric |  | Any Sex | Live or Dead | ng/mL |  |  |  | Single Occurrence
7444 | m-Xylene Plasma 2hr Concentration | No | No | No | Yes | No | Numeric |  | Any Sex | Live or Dead | ng/mL |  |  |  | Single Occurrence
7447 | m-Xylene Plasma LOD | No | No | No | Yes | No | Numeric |  | Any Sex | Live or Dead | ng/mL |  |  |  | Single Occurrence
7446 | m-Xylene Plasma LOQ | No | No | No | Yes | No | Numeric |  | Any Sex | Live or Dead | ng/mL |  |  |  | Single Occurrence
4993 | M:E | No | No | No | Yes | No | Numeric |  | Any Sex | Live or Dead |  |  |  | User Defined Formula | Single Occurrence |  |  |  | 2 |  |  |  | (A/B) | A | Myeloid Parameters | Not Null (calculation fails if measurement is null)
4993 | M:E | No | No | No | Yes | No | Numeric |  | Any Sex | Live or Dead |  |  |  | User Defined Formula | Single Occurrence |  |  |  | 2 |  |  |  | (A/B) | B | Erythroid Parameters | Not Null (calculation fails if measurement is null)
3684 | Macrocytosis | No | No | No | Yes | No | Alphanumeric |  | Any Sex | Live or Dead |  |  |  |  | Specific
3321 | Male Areolae and/or Nipples Present | No | No | No | No | Yes | Boolean (0 No, 1 Yes) |  | Any Sex | Live or Dead |  | Yes | No | User Defined Formula | Single Occurrence | [7 empty] | A>=1 AND B | A | Number of Areolae and Nipples | Not Null (calculation fails if measurement is null)
3321 | Male Areolae and/or Nipples Present | No | No | No | No | Yes | Boolean (0 No, 1 Yes) |  | Any Sex | Live or Dead |  | Yes | No | User Defined Formula | Single Occurrence | [7 empty] | A>=1 AND B | B | Pup Male | Not Null (calculation fails if measurement is null)
3322 | Male Examined for Areolae/Nipples | No | No | No | No | Yes | Boolean (0 No, 1 Yes) |  | Any Sex | Live or Dead |  | Yes | No | User Defined Formula | Single Occurrence | [7 empty] | A>=0 AND B | A | Number of Areolae and Nipples | Not Null (calculation fails if measurement is null)
3322 | Male Examined for Areolae/Nipples | No | No | No | No | Yes | Boolean (0 No, 1 Yes) |  | Any Sex | Live or Dead |  | Yes | No | User Defined Formula | Single Occurrence | [7 empty] | A>=0 AND B | B | Pup Male | Not Null (calculation fails if measurement is null)
2358 | Male Fetus Weight | No | No | No | No | Yes | Numeric |  | Any Sex | Live or Dead | g |  |  | User Defined Formula | Single Occurrence |  |  |  | 2 |  |  |  | IIF(A,B,NOTHING) | A | Fetus Male | Not Null (calculation fails if measurement is null)
2358 | Male Fetus Weight | No | No | No | No | Yes | Numeric |  | Any Sex | Live or Dead | g |  |  | User Defined Formula | Single Occurrence |  |  |  | 2 |  |  |  | IIF(A,B,NOTHING) | B | Foetal Weight | Not Null (calculation fails if measurement is null)
220 | Male Litter Size | No | No | No | Yes | No | Numeric |  | Females Only | Live or Dead |  |  |  | User Defined Formula | Specific |  |  |  | 0 |  |  |  | A+B | A | Live Males | Not Null (calculation fails if measurement is null)
220 | Male Litter Size | No | No | No | Yes | No | Numeric |  | Females Only | Live or Dead |  |  |  | User Defined Formula | Specific |  |  |  | 0 |  |  |  | A+B | B | Dead Males | Not Null (calculation fails if measurement is null)
2682 | Male Mean Number of Areolae and Nipples per Litter | No | No | No | Yes | No | Numeric |  | Any Sex | Live or Dead |  |  |  | Summary Calculation | Specific | Across Subjects |  | Not Relative to Root Measurement | 1 | Mean Males | Number of Areolae and Nipples
7427 | Male Pup A HCA Concentration | No | No | No | Yes | No | Numeric |  | Any Sex | Live or Dead | ng/mL |  |  |  | Single Occurrence
7428 | Male Pup B HCA Concentration | No | No | No | Yes | No | Numeric |  | Any Sex | Live or Dead | ng/mL |  |  |  | Single Occurrence
7429 | Male Pup C HCA Concentration | No | No | No | Yes | No | Numeric |  | Any Sex | Live or Dead | ng/mL |  |  |  | Single Occurrence
7430 | Male Pup D HCA Concentration | No | No | No | Yes | No | Numeric |  | Any Sex | Live or Dead | ng/mL |  |  |  | Single Occurrence
7431 | Male Pup E HCA Concentration | No | No | No | Yes | No | Numeric |  | Any Sex | Live or Dead | ng/mL |  |  |  | Single Occurrence
5507 | Male Pups Alive | No | No | No | Yes | No | Numeric |  | Females Only | Live or Dead |  |  |  |  | Specific
5508 | Male Pups Dead | No | No | No | Yes | No | Numeric |  | Females Only | Live or Dead |  |  |  |  | Specific
76 | Male Separation Cage | No | No | No | Yes | No | Numeric |  | Females Only | Live or Dead |  |  |  |  | Single Occurrence
72 | Male Study | No | No | No | Yes | No | Alphanumeric |  | Females Only | Live Only |  |  |  |  | Single Occurrence
6827 | Mammary Alpha Pinene Concentration | No | No | No | Yes | No | Numeric |  | Any Sex | Live or Dead | ng/g |  |  |  | Single Occurrence
6830 | Mammary Alpha Pinene Lipid Concentration | No | No | No | Yes | No | Numeric |  | Any Sex | Live or Dead | g/g |  |  |  | Single Occurrence
6828 | Mammary Alpha Pinene LOD | No | No | No | Yes | No | Numeric |  | Any Sex | Live or Dead | ng/g |  |  |  | Single Occurrence
6829 | Mammary Alpha Pinene LOQ | No | No | No | Yes | No | Numeric |  | Any Sex | Live or Dead | ng/g |  |  |  | Single Occurrence
6832 | Mammary Alpha Pinene Oxide Concentration | No | No | No | Yes | No | Numeric |  | Any Sex | Live or Dead | ng/g |  |  |  | Single Occurrence
6834 | Mammary Alpha Pinene Oxide Lipid Concentration | No | No | No | Yes | No | Numeric |  | Any Sex | Live or Dead | g/g |  |  |  | Single Occurrence
7641 | Mammary Alpha Pinene Oxide LOD | No | No | No | Yes | No | Numeric |  | Any Sex | Live or Dead | ng/g |  |  |  | Single Occurrence
6833 | Mammary Alpha Pinene Oxide LOQ | No | No | No | Yes | No | Numeric |  | Any Sex | Live or Dead | ng/g |  |  |  | Single Occurrence
5342 | Mammary Glands 1-3 Terminal BW | No | No | No | Yes | No | Numeric |  | Any Sex | Dead Only | mg/g |  |  | User Defined Formula | Single Occurrence |  |  |  | 2 |  |  |  | (A*1000)/B | A | Mammary Glands 1-3 Weight | Not Null (calculation fails if measurement is null)
5342 | Mammary Glands 1-3 Terminal BW | No | No | No | Yes | No | Numeric |  | Any Sex | Dead Only | mg/g |  |  | User Defined Formula | Single Occurrence |  |  |  | 2 |  |  |  | (A*1000)/B | B | Terminal Bodyweight | Not Null (calculation fails if measurement is null)
5341 | Mammary Glands 1-3 Weight | No | No | No | Yes | No | Numeric |  | Any Sex | Dead Only | g |  |  |  | Single Occurrence
6831 | Mammary Lipid Adjusted Alpha Pinene Concentration | No | No | No | Yes | No | Numeric |  | Any Sex | Live or Dead | ng/g |  |  |  | Single Occurrence
6835 | Mammary Lipid Adjusted Alpha Pinene Oxide Concentration | No | No | No | Yes | No | Numeric |  | Any Sex | Live or Dead | ng/g |  |  |  | Single Occurrence
1782 | Manual hematocrit | No | No | No | Yes | No | Numeric |  | Any Sex | Live or Dead | % |  |  |  | Single Occurrence
7527 | Marked Decreased Activity AM Observation First Off | No | No | No | Yes | No | Boolean (0 No, 1 Yes) |  | Any Sex | Live or Dead |  | Yes | No | Special Calculation | Specific |  |  |  |  | Alpha To Boolean | AM Obs Change First Off | [5 empty] | -2
7517 | Marked Decreased Activity AM Observation First On | No | No | No | Yes | No | Boolean (0 No, 1 Yes) |  | Any Sex | Live or Dead |  | Yes | No | Special Calculation | Specific |  |  |  |  | Alpha To Boolean | AM Obs Change First On | [5 empty] | -2
7532 | Marked Decreased Activity PM Observation First Off | No | No | No | Yes | No | Boolean (0 No, 1 Yes) |  | Any Sex | Live or Dead |  | Yes | No | Special Calculation | Specific |  |  |  |  | Alpha To Boolean | PM Obs Change First Off | [5 empty] | -2
7522 | Marked Decreased Activity PM Observation First On | No | No | No | Yes | No | Boolean (0 No, 1 Yes) |  | Any Sex | Live or Dead |  | Yes | No | Special Calculation | Specific |  |  |  |  | Alpha To Boolean | PM Obs Change First On | [5 empty] | -2
7530 | Marked Increased Activity AM Observations First Off | No | No | No | Yes | No | Boolean (0 No, 1 Yes) |  | Any Sex | Live or Dead |  | Yes | No | Special Calculation | Specific |  |  |  |  | Alpha To Boolean | AM Obs Change First Off | [5 empty] | 2
7520 | Marked Increased Activity AM Observations First On | No | No | No | Yes | No | Boolean (0 No, 1 Yes) |  | Any Sex | Live or Dead |  | Yes | No | Special Calculation | Specific |  |  |  |  | Alpha To Boolean | AM Obs Change First On | [5 empty] | 2
7535 | Marked Increased Activity PM Observations First Off | No | No | No | Yes | No | Boolean (0 No, 1 Yes) |  | Any Sex | Live or Dead |  | Yes | No | Special Calculation | Specific |  |  |  |  | Alpha To Boolean | PM Obs Change First Off | [5 empty] | 2
7525 | Marked Increased Activity PM Observations First On | No | No | No | Yes | No | Boolean (0 No, 1 Yes) |  | Any Sex | Live or Dead |  | Yes | No | Special Calculation | Specific |  |  |  |  | Alpha To Boolean | PM Obs Change First On | [5 empty] | 2
351 | Markov Chain Analysis - Estrous Cycle | No | No | No | Yes | No | Numeric |  | Any Sex | Live or Dead |  |  |  | Special Calculation | Specific |  |  |  | 4 | Markov Chain Analysis
6905 | Marrow Source | No | No | No | Yes | No | Alphanumeric |  | Any Sex | Dead Only |  |  |  |  | Specific
66 | Mated | No | No | No | Yes | No | Boolean (0 No, 1 Yes) |  | Females Only | Live Only |  | Mated | Not Mated |  | Single Occurrence
1569 | Mated Count | No | Yes | No | No | No | Numeric | [6 empty] | Summary Calculation | Single Occurrence | Across Subjects |  | Not Relative to Root Measurement | 0 | Count Positives | Mated
3041 | Mated Count for Timed Pregnant | No | Yes | No | No | No | Numeric | [6 empty] | Summary Calculation | Single Occurrence | Across Subjects |  | Not Relative to Root Measurement | 0 | Count (N) | Mated Date
67 | Mated Date | No | No | No | Yes | No | Date/Time |  | Females Only | Live Only |  |  |  |  | Single Occurrence
3791 | Max1 (CTL) | No | No | No | Yes | No | Numeric |  | Any Sex | Live or Dead |  |  |  |  | Single Occurrence
3761 | Max1 (NK) | No | No | No | Yes | No | Numeric |  | Any Sex | Live or Dead |  |  |  |  | Single Occurrence
3792 | Max2 (CTL) | No | No | No | Yes | No | Numeric |  | Any Sex | Live or Dead |  |  |  |  | Single Occurrence
3762 | Max2 (NK) | No | No | No | Yes | No | Numeric |  | Any Sex | Live or Dead |  |  |  |  | Single Occurrence
3793 | Max3 (CTL) | No | No | No | Yes | No | Numeric |  | Any Sex | Live or Dead |  |  |  |  | Single Occurrence
3763 | Max3 (NK) | No | No | No | Yes | No | Numeric |  | Any Sex | Live or Dead |  |  |  |  | Single Occurrence
3794 | Max4 (CTL) | No | No | No | Yes | No | Numeric |  | Any Sex | Live or Dead |  |  |  |  | Single Occurrence
3764 | Max4 (NK) | No | No | No | Yes | No | Numeric |  | Any Sex | Live or Dead |  |  |  |  | Single Occurrence
3795 | Max5 (CTL) | No | No | No | Yes | No | Numeric |  | Any Sex | Live or Dead |  |  |  |  | Single Occurrence
3765 | Max5 (NK) | No | No | No | Yes | No | Numeric |  | Any Sex | Live or Dead |  |  |  |  | Single Occurrence
3796 | MAX6 (CTL) | No | No | No | Yes | No | Numeric |  | Any Sex | Live or Dead |  |  |  |  | Single Occurrence
3766 | Max6 (NK) | No | No | No | Yes | No | Numeric |  | Any Sex | Live or Dead |  |  |  |  | Single Occurrence
4083 | Maximum Days in diestrus | No | No | No | Yes | No | Numeric |  | Females Only | Live or Dead |  |  |  | Summary Calculation | Single Occurrence | Across Time |  | Not Relative to Root Measurement | 0 | Maximum | No. Consecutive Days in Diestrus
4081 | Maximum Days in Estrus | No | No | No | Yes | No | Numeric |  | Females Only | Live or Dead |  |  |  | Summary Calculation | Single Occurrence | Across Time |  | Not Relative to Root Measurement | 0 | Maximum | No. Consecutive Days in Estrus
337 | Mean % Dose Level Achieved (Food - End) | No | Yes | No | No | No | Numeric | [6 empty] | Summary Calculation | Range | Across Subjects |  |  | 1 | Mean | Actual Dose Level Achieved (Food - End)
335 | Mean % Dose Level Achieved (Food - Mean) | No | Yes | No | No | No | Numeric | [6 empty] | Summary Calculation | Range | Across Subjects |  |  | 1 | Mean | Actual Dose Level Achieved (Food - Mean)
334 | Mean % Dose Level Achieved (Food - Midpoint) | No | Yes | No | No | No | Numeric | [6 empty] | Summary Calculation | Range | Across Subjects |  |  | 1 | Mean | Actual Dose Level Achieved (Food - Midpoint)
336 | Mean % Dose Level Achieved (Food - Start) | No | Yes | No | No | No | Numeric | [6 empty] | Summary Calculation | Range | Across Subjects |  |  | 1 | Mean | Actual Dose Level Achieved (Food - Start)
333 | Mean % Dose Level Achieved (Water - End) | No | Yes | No | No | No | Numeric | [6 empty] | Summary Calculation | Range | Across Subjects |  |  | 1 | Mean | Actual Dose Level Achieved (Water - End)
331 | Mean % Dose Level Achieved (Water - Mean) | No | Yes | No | No | No | Numeric | [6 empty] | Summary Calculation | Range | Across Subjects |  |  | 1 | Mean | Actual Dose Level Achieved (Water - Mean)
330 | Mean % Dose Level Achieved (Water - Midpoint) | No | Yes | No | No | No | Numeric | [6 empty] | Summary Calculation | Range | Across Subjects |  |  | 1 | Mean | Actual Dose Level Achieved (Water - Midpoint)
332 | Mean % Dose Level Achieved (Water - Start) | No | Yes | No | No | No | Numeric | [6 empty] | Summary Calculation | Range | Across Subjects |  |  | 1 | Mean | Actual Dose Level Achieved (Water - Start)
1580 | Mean Bodyweight - All Times Pooled | No | No | No | Yes | No | Numeric |  | Any Sex | Live or Dead |  |  |  | Summary Calculation | Range | Across Time |  | Relative to Root Measurement | 1 | Mean | Bodyweight
290 | Mean Bodyweight for Food Period | No | No | No | Yes | No | Numeric |  | Any Sex | Live or Dead | g |  |  | Special Calculation | Range |  |  |  | 1 | Food Mean Bodyweight | Bodyweight | [6 empty] | This is the mean value for all the bodyweights found in the measurement period.
286 | Mean Bodyweight for Water Period | No | No | No | Yes | No | Numeric |  | Any Sex | Live or Dead | g |  |  | Special Calculation | Range |  |  |  | 1 | Water Mean Bodyweight | Bodyweight | [6 empty] | This is the mean value for all the bodyweights found in the measurement period.
2607 | Mean Bodyweight on Day of Testicular Descent per Litter | No | No | No | Yes | No | Numeric |  | Females Only | Live or Dead |  |  |  | Summary Calculation | Single Occurrence | Across Subjects |  | Not Relative to Root Measurement | 2 | Mean Males | BW on Day of Testicular Descent
85 | Mean Cell Area - Left Eye | No | No | No | Yes | No | Numeric |  | Any Sex | Live or Dead | Square Micrometres |  |  |  | Specific
94 | Mean Cell Area - Right Eye | No | No | No | Yes | No | Numeric |  | Any Sex | Live or Dead | Square Micrometres |  |  |  | Specific
88 | Mean Cell Density - Left Eye | No | No | No | Yes | No | Numeric |  | Any Sex | Live or Dead | Cells per Square Millimetre |  |  |  | Specific
97 | Mean Cell Density - Right Eye | No | No | No | Yes | No | Numeric |  | Any Sex | Live or Dead | Cells per Square Millimetre |  |  |  | Specific
1777 | Mean Cell Hemoglobin | No | No | No | Yes | No | Numeric |  | Any Sex | Live or Dead | pg |  |  |  | Single Occurrence
1778 | Mean Cell HGB Concentration | No | No | No | Yes | No | Numeric |  | Any Sex | Live or Dead | g/dL |  |  |  | Single Occurrence
1776 | Mean Cell Volume | No | No | No | Yes | No | Numeric |  | Any Sex | Live or Dead | fL |  |  |  | Single Occurrence
2515 | Mean Cycle Length | No | No | No | Yes | No | Numeric |  | Females Only | Live or Dead | Days |  |  | Summary Calculation | Range | Across Time |  | Not Relative to Root Measurement | 1 | Mean | Cycle Length
43 | Mean Daily Food Cons. Per Animal | No | No | Yes | No | No | Special Numeric |  | Any Sex | Live or Dead | g |  |  |  | Range
267 | Mean Daily Food Cons. Per Cage | No | No | Yes | No | No | Numeric | [6 empty] | Special Calculation | Range |  |  |  | 1 | Cage Food Total Consumption per Cage
44 | Mean Daily Water Cons. Per Animal | No | No | Yes | No | No | Special Numeric |  | Any Sex | Live or Dead | ml |  |  |  | Range
269 | Mean Daily Water Cons. Per Cage | No | No | Yes | No | No | Numeric | [6 empty] | Special Calculation | Range |  |  |  | 1 | Cage Water Total Consumption per Cage
2370 | Mean Day of Testis Descent per Litter | No | No | No | Yes | No | Numeric |  | Females Only | Live or Dead |  |  |  | Summary Calculation | Single Occurrence | Across Subjects |  | Not Relative to Root Measurement | 1 | Mean | Day of Testis Descent
2463 | Mean Female Anogenital Distance per Litter | No | No | No | Yes | No | Numeric |  | Any Sex | Live or Dead | mm |  |  | Summary Calculation | Specific | Across Subjects |  | Not Relative to Root Measurement | 1 | Mean Females | Pup Anogenital Distance
2361 | Mean Female Fetal Weight per Litter | No | No | No | Yes | No | Numeric |  | Any Sex | Live or Dead | g |  |  | Summary Calculation | Single Occurrence | Across Subjects |  | Not Relative to Root Measurement | 2 | Mean | Female Fetus Weight
2357 | Mean Fetal Weight Per Litter | No | No | No | Yes | No | Numeric |  | Any Sex | Live or Dead | g |  |  | Summary Calculation | Single Occurrence | Across Subjects |  | Not Relative to Root Measurement | 2 | Mean | Foetal Weight
2367 | Mean Live Female Fetal Weight per Litter | No | No | No | Yes | No | Numeric |  | Any Sex | Live or Dead | g |  |  | Summary Calculation | Single Occurrence | Across Subjects |  | Not Relative to Root Measurement | 2 | Mean | Live Female Fetus Weight
2363 | Mean Live Fetal Weight per Litter | No | No | No | Yes | No | Numeric |  | Any Sex | Live or Dead | g |  |  | Summary Calculation | Single Occurrence | Across Subjects |  | Not Relative to Root Measurement | 2 | Mean | Live Fetus Weight
2365 | Mean Live Male Fetal Weight per Litter | No | No | No | Yes | No | Numeric |  | Any Sex | Live or Dead | g |  |  | Summary Calculation | Single Occurrence | Across Subjects |  | Not Relative to Root Measurement | 2 | Mean | Live Male Fetus Weight
2464 | Mean Male Anogenital Distance per Litter | No | No | No | Yes | No | Numeric |  | Any Sex | Live or Dead | mm |  |  | Summary Calculation | Specific | Across Subjects |  | Not Relative to Root Measurement | 1 | Mean Males | Pup Anogenital Distance
2359 | Mean Male Fetal Weight per Litter | No | No | No | Yes | No | Numeric |  | Any Sex | Live or Dead | g |  |  | Summary Calculation | Single Occurrence | Across Subjects |  | Not Relative to Root Measurement | 2 | Mean | Male Fetus Weight
5561 | Mean Platelet Volume | No | No | No | Yes | No | Numeric |  | Any Sex | Live or Dead | fL |  |  |  | Single Occurrence
2427 | Medium Velocity Cell % (IVOS) | No | No | No | Yes | No | Numeric |  | Males Only | Live or Dead | % |  |  |  | Specific
2426 | Medium Velocity Cell Conc. (IVOS) | No | No | No | Yes | No | Numeric |  | Males Only | Live or Dead |  |  |  |  | Specific
2425 | Medium Velocity Cell Sample (IVOS) | No | No | No | Yes | No | Numeric |  | Males Only | Live or Dead |  |  |  |  | Specific
7632 | Mesenteric fat pad Terminal BW (mg/g) | No | No | No | Yes | No | Numeric |  | Any Sex | Live or Dead | mg/g |  |  | User Defined Formula | Single Occurrence |  |  |  | 2 |  |  |  | (A*1000)/B | A | Fat pad, mesenteric Weight | Not Null (calculation fails if measurement is null)
7632 | Mesenteric fat pad Terminal BW (mg/g) | No | No | No | Yes | No | Numeric |  | Any Sex | Live or Dead | mg/g |  |  | User Defined Formula | Single Occurrence |  |  |  | 2 |  |  |  | (A*1000)/B | B | Terminal Bodyweight | Not Null (calculation fails if measurement is null)
4988 | Metamyelocyte | No | No | No | Yes | No | Numeric |  | Any Sex | Live or Dead | # cells counted |  |  |  | Single Occurrence
4984 | Metarubricyte | No | No | No | Yes | No | Numeric |  | Any Sex | Live or Dead | # cells counted |  |  |  | Single Occurrence
6904 | Methanol Exp. Date | Yes | No | No | No | No | Alphanumeric | [7 empty] | Specific
6903 | Methanol Lot | Yes | No | No | No | No | Alphanumeric | [7 empty] | Specific
5323 | Methionine Concentration in Urine | No | No | No | Yes | No | Numeric |  | Any Sex | Live or Dead | ug/mL |  |  |  | Single Occurrence
4165 | MFI of Phagocytizing Cells | No | No | No | Yes | No | Numeric |  | Any Sex | Live or Dead |  |  |  |  | Single Occurrence
3685 | Microcytosis | No | No | No | Yes | No | Alphanumeric |  | Any Sex | Live or Dead |  |  |  |  | Specific
6744 | MLR Responders | No | No | No | Yes | No | Numeric |  | Any Sex | Live or Dead |  |  |  |  | Single Occurrence
6745 | MLR Responders + Stim | No | No | No | Yes | No | Numeric |  | Any Sex | Live or Dead |  |  |  |  | Single Occurrence
5941 | MN-Blood | No | No | No | Yes | No | Boolean (0 No, 1 Yes) |  | Any Sex | Live or Dead |  | Yes | No |  | Specific
6911 | Modified Davidson's Exp. Date | Yes | No | No | No | No | Alphanumeric | [7 empty] | Specific
6910 | Modified Davidson's Lot | Yes | No | No | No | No | Alphanumeric | [7 empty] | Specific
4845 | Molecular Weight | No | No | No | Yes | No | Numeric |  | Any Sex | Live or Dead |  |  |  |  | Single Occurrence
3451 | Mon+Eos Gate | No | No | No | Yes | No | Numeric |  | Any Sex | Live or Dead |  |  |  |  | Single Occurrence
3447 | Mono/Mac | No | No | No | Yes | No | Numeric |  | Any Sex | Live or Dead |  |  |  |  | Single Occurrence
3480 | Mono/Mac per spleen | No | No | No | Yes | No | Numeric |  | Any Sex | Live or Dead | cells/spleen |  |  | User Defined Formula | Single Occurrence |  |  |  | 0 |  |  |  | (A*B*C*D) | A | Mono/Mac | Not Null (calculation fails if measurement is null)
3480 | Mono/Mac per spleen | No | No | No | Yes | No | Numeric |  | Any Sex | Live or Dead | cells/spleen |  |  | User Defined Formula | Single Occurrence |  |  |  | 0 |  |  |  | (A*B*C*D) | B | Total Number of Spleen Cells | Not Null (calculation fails if measurement is null)
3480 | Mono/Mac per spleen | No | No | No | Yes | No | Numeric |  | Any Sex | Live or Dead | cells/spleen |  |  | User Defined Formula | Single Occurrence |  |  |  | 0 |  |  |  | (A*B*C*D) | C | Myeloid Gate | Not Null (calculation fails if measurement is null)
3480 | Mono/Mac per spleen | No | No | No | Yes | No | Numeric |  | Any Sex | Live or Dead | cells/spleen |  |  | User Defined Formula | Single Occurrence |  |  |  | 0 |  |  |  | (A*B*C*D) | D | Mon+Eos Gate | Not Null (calculation fails if measurement is null)
3471 | Mono/Mac x10^6/spleen | No | No | No | Yes | No | Numeric |  | Any Sex | Live or Dead | x10^6/spleen |  |  | User Defined Formula | Single Occurrence |  |  |  | 2 |  |  |  | (A*B*C*D)/1000000 | A | Mono/Mac | Not Null (calculation fails if measurement is null)
3471 | Mono/Mac x10^6/spleen | No | No | No | Yes | No | Numeric |  | Any Sex | Live or Dead | x10^6/spleen |  |  | User Defined Formula | Single Occurrence |  |  |  | 2 |  |  |  | (A*B*C*D)/1000000 | B | Total Number of Spleen Cells | Not Null (calculation fails if measurement is null)
3471 | Mono/Mac x10^6/spleen | No | No | No | Yes | No | Numeric |  | Any Sex | Live or Dead | x10^6/spleen |  |  | User Defined Formula | Single Occurrence |  |  |  | 2 |  |  |  | (A*B*C*D)/1000000 | C | Myeloid Gate | Not Null (calculation fails if measurement is null)
3471 | Mono/Mac x10^6/spleen | No | No | No | Yes | No | Numeric |  | Any Sex | Live or Dead | x10^6/spleen |  |  | User Defined Formula | Single Occurrence |  |  |  | 2 |  |  |  | (A*B*C*D)/1000000 | D | Mon+Eos Gate | Not Null (calculation fails if measurement is null)
1784 | Monocyte count | No | No | No | Yes | No | Numeric |  | Any Sex | Live or Dead | K/uL |  |  |  | Single Occurrence
1822 | Monocyte percentage | No | No | No | Yes | No | Numeric |  | Any Sex | Live or Dead | % |  |  |  | Single Occurrence
7549 | More Energetic Startle Response 1st AM Off | No | No | No | Yes | No | Boolean (0 No, 1 Yes) |  | Any Sex | Live or Dead |  | Yes | No | Special Calculation | Specific |  |  |  |  | Alpha To Boolean | Startle Response 1st AM Off | [5 empty] | 1
7539 | More Energetic Startle Response 1st AM On | No | No | No | Yes | No | Boolean (0 No, 1 Yes) |  | Any Sex | Live or Dead |  | Yes | No | Special Calculation | Specific |  |  |  |  | Alpha To Boolean | Startle Response 1st AM On | [5 empty] | 1
7554 | More Energetic Startle Response 1st PM Off | No | No | No | Yes | No | Boolean (0 No, 1 Yes) |  | Any Sex | Live or Dead |  | Yes | No | Special Calculation | Specific |  |  |  |  | Alpha To Boolean | Startle Response 1st PM Off | [5 empty] | 1
7544 | More Energetic Startle Response 1st PM On | No | No | No | Yes | No | Boolean (0 No, 1 Yes) |  | Any Sex | Live or Dead |  | Yes | No | Special Calculation | Specific |  |  |  |  | Alpha To Boolean | Startle Response 1st PM On | [5 empty] | 1
2416 | Motile Cell % (IVOS) | No | No | No | Yes | No | Numeric |  | Males Only | Live or Dead | % |  |  |  | Specific
2415 | Motile Cell Conc. (IVOS) | No | No | No | Yes | No | Numeric |  | Males Only | Live or Dead |  |  |  |  | Specific
2412 | Motile Cell Count (IVOS) | No | No | No | Yes | No | Numeric |  | Males Only | Live or Dead |  |  |  |  | Specific
4524 | Motility (IVOS) | No | No | No | Yes | No | Numeric |  | Males Only | Live or Dead | % |  |  |  | Single Occurrence
2414 | Motlie Cell Sample (IVOS) | No | No | No | Yes | No | Numeric |  | Males Only | Live or Dead |  |  |  |  | Specific
1063 | Motor Activity | No | No | No | Yes | Yes | Numeric |  | Any Sex | Live Only |  |  |  |  | Specific
5613 | Mouse Ear Swelling Challenge | No | No | No | Yes | No | Alphanumeric |  | Any Sex | Live or Dead |  |  |  |  | Single Occurrence
5611 | Mouse Ear Swelling Percent Swelling (24 hr) | No | No | No | Yes | No | Numeric |  | Any Sex | Live or Dead | % |  |  |  | Single Occurrence
5612 | Mouse Ear Swelling Percent Swelling (48 hr) | No | No | No | Yes | No | Numeric |  | Any Sex | Live or Dead | % |  |  |  | Single Occurrence
5609 | Mouse Ear Swelling Post-Measurement (24 hr) | No | No | No | Yes | No | Numeric |  | Any Sex | Live or Dead | 10^-2 mm |  |  |  | Single Occurrence
5610 | Mouse Ear Swelling Post-Measurement (48 hr) | No | No | No | Yes | No | Numeric |  | Any Sex | Live or Dead | 10^-2 mm |  |  |  | Single Occurrence
5608 | Mouse Ear Swelling Pre-Measurement | No | No | No | Yes | No | Numeric |  | Any Sex | Live or Dead | 10^-2 mm |  |  |  | Single Occurrence
4163 | Mouse Pulmonary Cell Number | No | No | No | Yes | No | Numeric |  | Any Sex | Live or Dead | x10^4/mL |  |  |  | Single Occurrence
4985 | Myeloblast | No | No | No | Yes | No | Numeric |  | Any Sex | Live or Dead | # cells counted |  |  |  | Single Occurrence
4987 | Myelocyte | No | No | No | Yes | No | Numeric |  | Any Sex | Live or Dead | # cells counted |  |  |  | Single Occurrence
3450 | Myeloid Gate | No | No | No | Yes | No | Numeric |  | Any Sex | Live or Dead |  |  |  |  | Single Occurrence
4992 | Myeloid Parameters | No | No | No | Yes | No | Numeric |  | Any Sex | Live or Dead | # cells counted |  |  | User Defined Formula | Single Occurrence |  |  |  | 0 |  |  |  | (A+B+C+D+E+F) | A | Myeloblast | Not Null (calculation fails if measurement is null)
4992 | Myeloid Parameters | No | No | No | Yes | No | Numeric |  | Any Sex | Live or Dead | # cells counted |  |  | User Defined Formula | Single Occurrence |  |  |  | 0 |  |  |  | (A+B+C+D+E+F) | B | Promyelocyte | Not Null (calculation fails if measurement is null)
4992 | Myeloid Parameters | No | No | No | Yes | No | Numeric |  | Any Sex | Live or Dead | # cells counted |  |  | User Defined Formula | Single Occurrence |  |  |  | 0 |  |  |  | (A+B+C+D+E+F) | C | Myelocyte | Not Null (calculation fails if measurement is null)
4992 | Myeloid Parameters | No | No | No | Yes | No | Numeric |  | Any Sex | Live or Dead | # cells counted |  |  | User Defined Formula | Single Occurrence |  |  |  | 0 |  |  |  | (A+B+C+D+E+F) | D | Metamyelocyte | Not Null (calculation fails if measurement is null)
4992 | Myeloid Parameters | No | No | No | Yes | No | Numeric |  | Any Sex | Live or Dead | # cells counted |  |  | User Defined Formula | Single Occurrence |  |  |  | 0 |  |  |  | (A+B+C+D+E+F) | E | Band Granulocyte | Not Null (calculation fails if measurement is null)
4992 | Myeloid Parameters | No | No | No | Yes | No | Numeric |  | Any Sex | Live or Dead | # cells counted |  |  | User Defined Formula | Single Occurrence |  |  |  | 0 |  |  |  | (A+B+C+D+E+F) | F | Segmented Granulocyte | Not Null (calculation fails if measurement is null)
39 | Net BW | No | No | No | Yes | No | Numeric |  | Any Sex | Live or Dead | g |  |  |  | Specific
41 | Net BW Change | No | No | No | Yes | No | Numeric |  | Females Only | Live or Dead | g |  |  |  | Specific
3022 | Neutrophil Count | No | No | No | Yes | No | Numeric |  | Any Sex | Live or Dead | K/uL |  |  |  | Single Occurrence
1821 | Neutrophil percentage | No | No | No | Yes | No | Numeric |  | Any Sex | Live or Dead | % |  |  |  | Single Occurrence
3448 | Neutrophils | No | No | No | Yes | No | Numeric |  | Any Sex | Live or Dead |  |  |  |  | Single Occurrence
3481 | Neutrophils per spleen | No | No | No | Yes | No | Numeric |  | Any Sex | Live or Dead | cells/spleen |  |  | User Defined Formula | Single Occurrence |  |  |  | 0 |  |  |  | (A*B*C) | A | Neutrophils | Not Null (calculation fails if measurement is null)
3481 | Neutrophils per spleen | No | No | No | Yes | No | Numeric |  | Any Sex | Live or Dead | cells/spleen |  |  | User Defined Formula | Single Occurrence |  |  |  | 0 |  |  |  | (A*B*C) | B | Total Number of Spleen Cells | Not Null (calculation fails if measurement is null)
3481 | Neutrophils per spleen | No | No | No | Yes | No | Numeric |  | Any Sex | Live or Dead | cells/spleen |  |  | User Defined Formula | Single Occurrence |  |  |  | 0 |  |  |  | (A*B*C) | C | Myeloid Gate | Not Null (calculation fails if measurement is null)
3472 | Neutrophils x10^6/spleen | No | No | No | Yes | No | Numeric |  | Any Sex | Live or Dead | x10^6/spleen |  |  | User Defined Formula | Single Occurrence |  |  |  | 2 |  |  |  | (A*B*C)/1000000 | A | Neutrophils | Not Null (calculation fails if measurement is null)
3472 | Neutrophils x10^6/spleen | No | No | No | Yes | No | Numeric |  | Any Sex | Live or Dead | x10^6/spleen |  |  | User Defined Formula | Single Occurrence |  |  |  | 2 |  |  |  | (A*B*C)/1000000 | B | Total Number of Spleen Cells | Not Null (calculation fails if measurement is null)
3472 | Neutrophils x10^6/spleen | No | No | No | Yes | No | Numeric |  | Any Sex | Live or Dead | x10^6/spleen |  |  | User Defined Formula | Single Occurrence |  |  |  | 2 |  |  |  | (A*B*C)/1000000 | C | Myeloid Gate | Not Null (calculation fails if measurement is null)
6006 | Newborn Dead Female Count | No | No | No | Yes | No | Numeric |  | Females Only | Live or Dead |  |  |  | Summary Calculation | Single Occurrence | Across Time |  |  | 0 | First Value | Dead Females
6005 | Newborn Dead Male Count | No | No | No | Yes | No | Numeric |  | Females Only | Live or Dead |  |  |  | Summary Calculation | Single Occurrence | Across Time |  |  | 0 | First Value | Dead Males
6007 | Newborn Dead Unsexed Count | No | No | No | Yes | No | Numeric |  | Females Only | Live or Dead |  |  |  | Summary Calculation | Single Occurrence | Across Time |  |  | 0 | First Value | Dead Unsexed
6002 | Newborn Live Female Count | No | No | No | Yes | No | Numeric |  | Females Only | Live or Dead |  |  |  | Summary Calculation | Single Occurrence | Across Time |  |  | 0 | First Value | Live Females
6001 | Newborn Live Male Count | No | No | No | Yes | No | Numeric |  | Females Only | Live or Dead |  |  |  | Summary Calculation | Single Occurrence | Across Time |  |  | 0 | First Value | Live Males
6003 | Newborn Live Unsexed Count | No | No | No | Yes | No | Numeric |  | Females Only | Live or Dead |  |  |  | Summary Calculation | Single Occurrence | Across Time |  |  | 0 | First Value | Live Unsexed
6609 | Newtonian Resistance | No | No | No | Yes | No | Numeric |  | Any Sex | Live or Dead |  |  |  |  | Specific
1261 | Nipple Retention | No | No | No | Yes | No | Boolean (0 No, 1 Yes) |  | Any Sex | Live or Dead |  | Yes | No |  | Specific
4614 | NK % Cytotoxicity (10:1) | No | No | No | Yes | No | Numeric |  | Any Sex | Live or Dead | % |  |  | User Defined Formula | Single Occurrence |  |  |  | 1 |  |  |  | IIF(A<B,0,((A-B)/(C-B))*100) | A | Average 10:1 NK | Not Null (calculation fails if measurement is null)
4614 | NK % Cytotoxicity (10:1) | No | No | No | Yes | No | Numeric |  | Any Sex | Live or Dead | % |  |  | User Defined Formula | Single Occurrence |  |  |  | 1 |  |  |  | IIF(A<B,0,((A-B)/(C-B))*100) | B | NK Average Spontaneous Release | Not Null (calculation fails if measurement is null)
4614 | NK % Cytotoxicity (10:1) | No | No | No | Yes | No | Numeric |  | Any Sex | Live or Dead | % |  |  | User Defined Formula | Single Occurrence |  |  |  | 1 |  |  |  | IIF(A<B,0,((A-B)/(C-B))*100) | C | NK Average Maximum Release | Not Null (calculation fails if measurement is null)
3789 | NK % Cytotoxicity (12.5:1) | No | No | No | Yes | No | Numeric |  | Any Sex | Live or Dead | % |  |  | User Defined Formula | Single Occurrence |  |  |  | 1 |  |  |  | IIF(A<B,0,((A-B)/(C-B))*100) | A | Average 12.5:1 NK | Not Null (calculation fails if measurement is null)
3789 | NK % Cytotoxicity (12.5:1) | No | No | No | Yes | No | Numeric |  | Any Sex | Live or Dead | % |  |  | User Defined Formula | Single Occurrence |  |  |  | 1 |  |  |  | IIF(A<B,0,((A-B)/(C-B))*100) | B | NK Average Spontaneous Release | Not Null (calculation fails if measurement is null)
3789 | NK % Cytotoxicity (12.5:1) | No | No | No | Yes | No | Numeric |  | Any Sex | Live or Dead | % |  |  | User Defined Formula | Single Occurrence |  |  |  | 1 |  |  |  | IIF(A<B,0,((A-B)/(C-B))*100) | C | NK Average Maximum Release | Not Null (calculation fails if measurement is null)
4613 | NK % Cytotoxicity (20:1) | No | No | No | Yes | No | Numeric |  | Any Sex | Live or Dead | % |  |  | User Defined Formula | Single Occurrence |  |  |  | 1 |  |  |  | IIF(A<B,0,((A-B)/(C-B))*100) | A | Average 20:1 NK | Not Null (calculation fails if measurement is null)
4613 | NK % Cytotoxicity (20:1) | No | No | No | Yes | No | Numeric |  | Any Sex | Live or Dead | % |  |  | User Defined Formula | Single Occurrence |  |  |  | 1 |  |  |  | IIF(A<B,0,((A-B)/(C-B))*100) | B | NK Average Spontaneous Release | Not Null (calculation fails if measurement is null)
4613 | NK % Cytotoxicity (20:1) | No | No | No | Yes | No | Numeric |  | Any Sex | Live or Dead | % |  |  | User Defined Formula | Single Occurrence |  |  |  | 1 |  |  |  | IIF(A<B,0,((A-B)/(C-B))*100) | C | NK Average Maximum Release | Not Null (calculation fails if measurement is null)
3788 | NK % Cytotoxicity (25:1) | No | No | No | Yes | No | Numeric |  | Any Sex | Live or Dead | % |  |  | User Defined Formula | Single Occurrence |  |  |  | 1 |  |  |  | IIF(A<B,0,((A-B)/(C-B))*100) | A | Average 25:1 NK | Not Null (calculation fails if measurement is null)
3788 | NK % Cytotoxicity (25:1) | No | No | No | Yes | No | Numeric |  | Any Sex | Live or Dead | % |  |  | User Defined Formula | Single Occurrence |  |  |  | 1 |  |  |  | IIF(A<B,0,((A-B)/(C-B))*100) | B | NK Average Spontaneous Release | Not Null (calculation fails if measurement is null)
3788 | NK % Cytotoxicity (25:1) | No | No | No | Yes | No | Numeric |  | Any Sex | Live or Dead | % |  |  | User Defined Formula | Single Occurrence |  |  |  | 1 |  |  |  | IIF(A<B,0,((A-B)/(C-B))*100) | C | NK Average Maximum Release | Not Null (calculation fails if measurement is null)
3787 | NK % Cytotoxicity (50:1) | No | No | No | Yes | No | Numeric |  | Any Sex | Live or Dead | % |  |  | User Defined Formula | Single Occurrence |  |  |  | 1 |  |  |  | IIF(A<B,0,((A-B)/(C-B))*100) | A | Average 50:1 NK | Not Null (calculation fails if measurement is null)
3787 | NK % Cytotoxicity (50:1) | No | No | No | Yes | No | Numeric |  | Any Sex | Live or Dead | % |  |  | User Defined Formula | Single Occurrence |  |  |  | 1 |  |  |  | IIF(A<B,0,((A-B)/(C-B))*100) | B | NK Average Spontaneous Release | Not Null (calculation fails if measurement is null)
3787 | NK % Cytotoxicity (50:1) | No | No | No | Yes | No | Numeric |  | Any Sex | Live or Dead | % |  |  | User Defined Formula | Single Occurrence |  |  |  | 1 |  |  |  | IIF(A<B,0,((A-B)/(C-B))*100) | C | NK Average Maximum Release | Not Null (calculation fails if measurement is null)
4615 | NK % Cytotoxicity (5:1) | No | No | No | Yes | No | Numeric |  | Any Sex | Live or Dead | % |  |  | User Defined Formula | Single Occurrence |  |  |  | 1 |  |  |  | IIF(A<B,0,((A-B)/(C-B))*100) | A | Average 5:1 NK | Not Null (calculation fails if measurement is null)
4615 | NK % Cytotoxicity (5:1) | No | No | No | Yes | No | Numeric |  | Any Sex | Live or Dead | % |  |  | User Defined Formula | Single Occurrence |  |  |  | 1 |  |  |  | IIF(A<B,0,((A-B)/(C-B))*100) | B | NK Average Spontaneous Release | Not Null (calculation fails if measurement is null)
4615 | NK % Cytotoxicity (5:1) | No | No | No | Yes | No | Numeric |  | Any Sex | Live or Dead | % |  |  | User Defined Formula | Single Occurrence |  |  |  | 1 |  |  |  | IIF(A<B,0,((A-B)/(C-B))*100) | C | NK Average Maximum Release | Not Null (calculation fails if measurement is null)
5765 | NK % Cytotoxicity (6.25:1) | No | No | No | Yes | No | Numeric |  | Any Sex | Live or Dead | % |  |  | User Defined Formula | Single Occurrence |  |  |  | 1 |  |  |  | IIF(A<B,0,((A-B)/(C-B)))*100 | A | Average 6.25:1 NK | Not Null (calculation fails if measurement is null)
5765 | NK % Cytotoxicity (6.25:1) | No | No | No | Yes | No | Numeric |  | Any Sex | Live or Dead | % |  |  | User Defined Formula | Single Occurrence |  |  |  | 1 |  |  |  | IIF(A<B,0,((A-B)/(C-B)))*100 | B | NK Average Spontaneous Release | Not Null (calculation fails if measurement is null)
5765 | NK % Cytotoxicity (6.25:1) | No | No | No | Yes | No | Numeric |  | Any Sex | Live or Dead | % |  |  | User Defined Formula | Single Occurrence |  |  |  | 1 |  |  |  | IIF(A<B,0,((A-B)/(C-B)))*100 | C | NK Average Maximum Release | Not Null (calculation fails if measurement is null)
6702 | NK % Cytotoxicity 100 E:T Ratio | No | No | No | Yes | No | Numeric |  | Any Sex | Live or Dead | % |  |  |  | Single Occurrence
6701 | NK % Cytotoxicity 200 E:T Ratio | No | No | No | Yes | No | Numeric |  | Any Sex | Live or Dead | % |  |  |  | Single Occurrence
6704 | NK % Cytotoxicity 25 E:T Ratio | No | No | No | Yes | No | Numeric |  | Any Sex | Live or Dead | % |  |  |  | Single Occurrence
6703 | NK % Cytotoxicity 50 E:T Ratio | No | No | No | Yes | No | Numeric |  | Any Sex | Live or Dead | % |  |  |  | Single Occurrence
6706 | NK % Cytotoxicity 6.25 E:T Ratio | No | No | No | Yes | No | Numeric |  | Any Sex | Live or Dead | % |  |  |  | Single Occurrence
3790 | NK % Spontaneous Release | No | No | No | Yes | No | Numeric |  | Any Sex | Live or Dead | % |  |  | User Defined Formula | Single Occurrence |  |  |  | 1 |  |  |  | (A/B)*100 | A | NK Average Spontaneous Release | Not Null (calculation fails if measurement is null)
3790 | NK % Spontaneous Release | No | No | No | Yes | No | Numeric |  | Any Sex | Live or Dead | % |  |  | User Defined Formula | Single Occurrence |  |  |  | 1 |  |  |  | (A/B)*100 | B | NK Average Maximum Release | Not Null (calculation fails if measurement is null)
3782 | NK Average Maximum Release | No | No | No | Yes | No | Numeric |  | Any Sex | Live or Dead |  |  |  | User Defined Formula | Single Occurrence |  |  |  | 1 |  |  |  | IIF(A IS NOTHING AND B IS NOTHING AND C IS NOTHING AND D IS NOTHING AND E IS NOTHING AND F IS NOTHING,NOTHING,AVG(A,B,C,D,E,F)) | A | Max1 (NK) | Nullable
3782 | NK Average Maximum Release | No | No | No | Yes | No | Numeric |  | Any Sex | Live or Dead |  |  |  | User Defined Formula | Single Occurrence |  |  |  | 1 |  |  |  | IIF(A IS NOTHING AND B IS NOTHING AND C IS NOTHING AND D IS NOTHING AND E IS NOTHING AND F IS NOTHING,NOTHING,AVG(A,B,C,D,E,F)) | B | Max2 (NK) | Nullable
3782 | NK Average Maximum Release | No | No | No | Yes | No | Numeric |  | Any Sex | Live or Dead |  |  |  | User Defined Formula | Single Occurrence |  |  |  | 1 |  |  |  | IIF(A IS NOTHING AND B IS NOTHING AND C IS NOTHING AND D IS NOTHING AND E IS NOTHING AND F IS NOTHING,NOTHING,AVG(A,B,C,D,E,F)) | C | Max3 (NK) | Nullable
3782 | NK Average Maximum Release | No | No | No | Yes | No | Numeric |  | Any Sex | Live or Dead |  |  |  | User Defined Formula | Single Occurrence |  |  |  | 1 |  |  |  | IIF(A IS NOTHING AND B IS NOTHING AND C IS NOTHING AND D IS NOTHING AND E IS NOTHING AND F IS NOTHING,NOTHING,AVG(A,B,C,D,E,F)) | D | Max4 (NK) | Nullable
3782 | NK Average Maximum Release | No | No | No | Yes | No | Numeric |  | Any Sex | Live or Dead |  |  |  | User Defined Formula | Single Occurrence |  |  |  | 1 |  |  |  | IIF(A IS NOTHING AND B IS NOTHING AND C IS NOTHING AND D IS NOTHING AND E IS NOTHING AND F IS NOTHING,NOTHING,AVG(A,B,C,D,E,F)) | E | Max5 (NK) | Nullable
3782 | NK Average Maximum Release | No | No | No | Yes | No | Numeric |  | Any Sex | Live or Dead |  |  |  | User Defined Formula | Single Occurrence |  |  |  | 1 |  |  |  | IIF(A IS NOTHING AND B IS NOTHING AND C IS NOTHING AND D IS NOTHING AND E IS NOTHING AND F IS NOTHING,NOTHING,AVG(A,B,C,D,E,F)) | F | Max6 (NK) | Nullable
3783 | NK Average Spontaneous Release | No | No | No | Yes | No | Numeric |  | Any Sex | Live or Dead |  |  |  | User Defined Formula | Single Occurrence |  |  |  | 1 |  |  |  | IIF(A IS NOTHING AND B IS NOTHING AND C IS NOTHING AND D IS NOTHING AND E IS NOTHING AND F IS NOTHING,NOTHING,AVG(A,B,C,D,E,F)) | A | Spon1 (NK) | Nullable
3783 | NK Average Spontaneous Release | No | No | No | Yes | No | Numeric |  | Any Sex | Live or Dead |  |  |  | User Defined Formula | Single Occurrence |  |  |  | 1 |  |  |  | IIF(A IS NOTHING AND B IS NOTHING AND C IS NOTHING AND D IS NOTHING AND E IS NOTHING AND F IS NOTHING,NOTHING,AVG(A,B,C,D,E,F)) | B | Spon2 (NK) | Nullable
3783 | NK Average Spontaneous Release | No | No | No | Yes | No | Numeric |  | Any Sex | Live or Dead |  |  |  | User Defined Formula | Single Occurrence |  |  |  | 1 |  |  |  | IIF(A IS NOTHING AND B IS NOTHING AND C IS NOTHING AND D IS NOTHING AND E IS NOTHING AND F IS NOTHING,NOTHING,AVG(A,B,C,D,E,F)) | C | Spon3 (NK) | Nullable
3783 | NK Average Spontaneous Release | No | No | No | Yes | No | Numeric |  | Any Sex | Live or Dead |  |  |  | User Defined Formula | Single Occurrence |  |  |  | 1 |  |  |  | IIF(A IS NOTHING AND B IS NOTHING AND C IS NOTHING AND D IS NOTHING AND E IS NOTHING AND F IS NOTHING,NOTHING,AVG(A,B,C,D,E,F)) | D | Spon4 (NK) | Nullable
3783 | NK Average Spontaneous Release | No | No | No | Yes | No | Numeric |  | Any Sex | Live or Dead |  |  |  | User Defined Formula | Single Occurrence |  |  |  | 1 |  |  |  | IIF(A IS NOTHING AND B IS NOTHING AND C IS NOTHING AND D IS NOTHING AND E IS NOTHING AND F IS NOTHING,NOTHING,AVG(A,B,C,D,E,F)) | E | Spon5 (NK) | Nullable
3783 | NK Average Spontaneous Release | No | No | No | Yes | No | Numeric |  | Any Sex | Live or Dead |  |  |  | User Defined Formula | Single Occurrence |  |  |  | 1 |  |  |  | IIF(A IS NOTHING AND B IS NOTHING AND C IS NOTHING AND D IS NOTHING AND E IS NOTHING AND F IS NOTHING,NOTHING,AVG(A,B,C,D,E,F)) | F | Spon6 (NK) | Nullable
3446 | NK Cells | No | No | No | Yes | No | Numeric |  | Any Sex | Live or Dead |  |  |  |  | Single Occurrence
3479 | NK Cells per spleen | No | No | No | Yes | No | Numeric |  | Any Sex | Live or Dead | cells/spleen |  |  | User Defined Formula | Single Occurrence |  |  |  | 0 |  |  |  | (A*B*C) | A | NK Cells | Not Null (calculation fails if measurement is null)
3479 | NK Cells per spleen | No | No | No | Yes | No | Numeric |  | Any Sex | Live or Dead | cells/spleen |  |  | User Defined Formula | Single Occurrence |  |  |  | 0 |  |  |  | (A*B*C) | B | Total Number of Spleen Cells | Not Null (calculation fails if measurement is null)
3479 | NK Cells per spleen | No | No | No | Yes | No | Numeric |  | Any Sex | Live or Dead | cells/spleen |  |  | User Defined Formula | Single Occurrence |  |  |  | 0 |  |  |  | (A*B*C) | C | Total Lymphocytes | Not Null (calculation fails if measurement is null)
3470 | NK Cells x10^6/spleen | No | No | No | Yes | No | Numeric |  | Any Sex | Live or Dead | x10^6/spleen |  |  | User Defined Formula | Single Occurrence |  |  |  | 2 |  |  |  | (A*B*C)/1000000 | A | NK Cells | Not Null (calculation fails if measurement is null)
3470 | NK Cells x10^6/spleen | No | No | No | Yes | No | Numeric |  | Any Sex | Live or Dead | x10^6/spleen |  |  | User Defined Formula | Single Occurrence |  |  |  | 2 |  |  |  | (A*B*C)/1000000 | B | Total Number of Spleen Cells | Not Null (calculation fails if measurement is null)
3470 | NK Cells x10^6/spleen | No | No | No | Yes | No | Numeric |  | Any Sex | Live or Dead | x10^6/spleen |  |  | User Defined Formula | Single Occurrence |  |  |  | 2 |  |  |  | (A*B*C)/1000000 | C | Total Lymphocytes | Not Null (calculation fails if measurement is null)
6705 | NK% Cytotoxicity 12.5 E:T Ratio | No | No | No | Yes | No | Numeric |  | Any Sex | Live or Dead | % |  |  |  | Single Occurrence
185 | No classification recorded (Do Not Use) | No | No | No | Yes | No | Numeric |  | Females Only | Live or Dead |  |  |  |  | Single Occurrence |  |  |  | 1
7547 | No Reaction Startle Response 1st AM Off | No | No | No | Yes | No | Boolean (0 No, 1 Yes) |  | Any Sex | Live or Dead |  | Yes | No | Special Calculation | Specific |  |  |  |  | Alpha To Boolean | Startle Response 1st AM Off | [5 empty] | -1
7537 | No Reaction Startle Response 1st AM On | No | No | No | Yes | No | Boolean (0 No, 1 Yes) |  | Any Sex | Live or Dead |  | Yes | No | Special Calculation | Specific |  |  |  |  | Alpha To Boolean | Startle Response 1st AM On | [5 empty] | -1
7552 | No Reaction Startle Response 1st PM Off | No | No | No | Yes | No | Boolean (0 No, 1 Yes) |  | Any Sex | Live or Dead |  | Yes | No | Special Calculation | Specific |  |  |  |  | Alpha To Boolean | Startle Response 1st PM Off | [5 empty] | -1
7542 | No Reaction Startle Response 1st PM On | No | No | No | Yes | No | Boolean (0 No, 1 Yes) |  | Any Sex | Live or Dead |  | Yes | No | Special Calculation | Specific |  |  |  |  | Alpha To Boolean | Startle Response 1st PM On | [5 empty] | -1
5422 | No. Consecutive Days in Diestrus | No | No | No | Yes | No | Numeric |  | Females Only | Live or Dead |  |  |  | Special Calculation | Specific |  |  | Not Relative to Root Measurement | 0 | Number of days in a state | Stage of Estrous | [5 empty] | D
5421 | No. Consecutive Days in Estrus | No | No | No | Yes | No | Numeric |  | Females Only | Live or Dead |  |  |  | Special Calculation | Specific |  |  | Not Relative to Root Measurement | 0 | Number of days in a state | Stage of Estrous | [5 empty] | E
6782 | Nodules per Lung | No | No | No | Yes | No | Numeric |  | Any Sex | Live or Dead |  |  |  |  | Single Occurrence
6323 | Nonstim Proliferation | No | No | No | Yes | No | Numeric |  | Any Sex | Live or Dead |  |  |  | User Defined Formula | Single Occurrence |  |  |  | 3 |  |  |  | (A*B) | A | Count Nonstim | Not Null (calculation fails if measurement is null)
6323 | Nonstim Proliferation | No | No | No | Yes | No | Numeric |  | Any Sex | Live or Dead |  |  |  | User Defined Formula | Single Occurrence |  |  |  | 3 |  |  |  | (A*B) | B | EdU MFI Nonstim | Not Null (calculation fails if measurement is null)
1081 | nonVO animals moved | Yes | No | No | No | No | Alphanumeric | [7 empty] | Specific
7505 | Normal AM Observation First Off | No | No | No | Yes | No | Boolean (0 No, 1 Yes) |  | Any Sex | Live or Dead |  | Yes | No | Special Calculation | Specific |  |  |  |  | Alpha To Boolean | AM Observation First Off | [5 empty] | normal
7501 | Normal AM Observation First On | No | No | No | Yes | No | Boolean (0 No, 1 Yes) |  | Any Sex | Live or Dead |  | Yes | No | Special Calculation | Specific |  |  |  |  | Alpha To Boolean | AM Observation First On | [5 empty] | normal
7507 | Normal PM Observation First Off | No | No | No | Yes | No | Boolean (0 No, 1 Yes) |  | Any Sex | Live or Dead |  | Yes | No | Special Calculation | Specific |  |  |  |  | Alpha To Boolean | PM Observation First Off | [5 empty] | normal
7503 | Normal PM Observation First On | No | No | No | Yes | No | Boolean (0 No, 1 Yes) |  | Any Sex | Live or Dead |  | Yes | No | Special Calculation | Specific |  |  |  |  | Alpha To Boolean | PM Observation First On | [5 empty] | normal
4565 | Normalized Total Test Article Lung Burden | No | No | No | Yes | No | Numeric |  | Any Sex | Live or Dead | ug/lung per mg/m^3 |  |  |  | Specific
3695 | nRBC | No | No | No | Yes | No | Numeric |  | Any Sex | Live or Dead | /100 WBC |  |  |  | Single Occurrence
6167 | Number Cells Labeled | No | No | No | Yes | No | Numeric |  | Any Sex | Live or Dead |  |  |  |  | Single Occurrence
120 | Number of Animals Completed (Gross) | No | Yes | No | No | No | Numeric | [6 empty] | Summary Calculation | Single Occurrence | Across Subjects |  | Not Relative to Root Measurement | 0 | Count Positives | Animal Completed (Gross)
121 | Number of Animals Completed (Histo) | No | Yes | No | No | No | Numeric | [6 empty] | Summary Calculation | Single Occurrence | Across Subjects |  | Not Relative to Root Measurement | 0 | Count Positives | Animal Completed (Histo)
2681 | Number of Areolae and Nipples | No | No | No | Yes | Yes | Numeric |  | Any Sex | Live or Dead |  |  |  |  | Specific
5442 | Number of Blocks | No | No | No | Yes | No | Numeric |  | Any Sex | Live or Dead |  |  |  |  | Specific
2516 | Number of Cycles | No | No | No | Yes | No | Numeric |  | Females Only | Live or Dead |  |  |  | Summary Calculation | Single Occurrence | Across Time |  | Not Relative to Root Measurement | 0 | Count (N) | Cycle Length
2507 | Number of Days in Diestrus | No | No | No | Yes | No | Numeric |  | Females Only | Live or Dead |  |  |  | Summary Calculation | Range | Across Time |  | Not Relative to Root Measurement | 0 | Count Positives | Stage of Estrous is D
2506 | Number of Days in Estrus | No | No | No | Yes | No | Numeric |  | Females Only | Live or Dead |  |  |  | Summary Calculation | Range | Across Time |  | Not Relative to Root Measurement | 0 | Count Positives | Stage of Estrous is E
2509 | Number of Days in Metestrus | No | No | No | Yes | No | Numeric |  | Females Only | Live or Dead |  |  |  | Summary Calculation | Range | Across Time |  | Not Relative to Root Measurement | 0 | Count Positives | Stage of Estrous is M
2508 | Number of Days in Proestrus | No | No | No | Yes | No | Numeric |  | Females Only | Live or Dead |  |  |  | Summary Calculation | Range | Across Time |  | Not Relative to Root Measurement | 0 | Count Positives | Stage of Estrous is P
153 | Number of Dead Fetuses Examined | No | Yes | No | Yes | No | Numeric |  | Females Only | [5 empty] | Single Occurrence | [12 empty] | This Endpoint is created for use in FPA/PNA reports.
2342 | Number of Dead Fetuses per Litter | No | No | No | Yes | No | Numeric |  | Any Sex | Live or Dead |  |  |  | Summary Calculation | Single Occurrence | Across Subjects |  | Not Relative to Root Measurement | 0 | Count Positives | Dead Fetus
2181 | Number of Early Deaths per Litter | No | No | No | Yes | No | Numeric |  | Any Sex | Live or Dead |  |  |  | Summary Calculation | Single Occurrence | Across Subjects |  | Not Relative to Root Measurement | 0 | Count Positives | Implant of Type Early Death?
2350 | Number of Female Fetuses per Litter | No | No | No | Yes | No | Numeric |  | Any Sex | Live or Dead |  |  |  | Summary Calculation | Single Occurrence | Across Subjects |  | Not Relative to Root Measurement | 0 | Count Positives | Fetus Female
131 | Number of Female Foetuses Examined | No | Yes | No | Yes | No | Numeric |  | Females Only | Dead Only |  |  |  |  | Single Occurrence | [12 empty] | This Endpoint is created for use in FPA/PNA reports.
146 | Number of Female Pups Examined | No | Yes | No | No | No | Numeric |  | Females Only | Dead Only |  |  |  |  | Single Occurrence | [12 empty] | This Endpoint is created for use in FPA/PNA reports.
4665 | Number of Female Pups Examined for Areolae/Nipples | No | No | No | Yes | No | Numeric |  | Any Sex | Live or Dead |  |  |  | Summary Calculation | Single Occurrence | Across Subjects |  |  | 0 | Count Positives | Female Examined for Areolae/Nipples
4664 | Number of Female Pups with Areolae/Nipples | No | No | No | Yes | No | Numeric |  | Any Sex | Live or Dead |  |  |  | Summary Calculation | Single Occurrence | Across Subjects |  |  | 0 | Count Positives | Female Areolae and/or Nipples Present
134 | Number of Fetuses Evaluated | No | Yes | No | Yes | No | Numeric |  | Females Only | Dead Only |  |  |  |  | Single Occurrence | [12 empty] | This Endpoint is created for use in FPA/PNA reports.
133 | Number of Fetuses Examined | No | Yes | No | Yes | No | Numeric |  | Females Only | Dead Only |  |  |  |  | Single Occurrence | [12 empty] | This Endpoint is created for use in FPA/PNA reports.
2177 | Number of Implantations | No | No | No | Yes | No | Numeric |  | Females Only | Dead Only |  |  |  | Special Calculation | Single Occurrence |  |  |  | 0 | Implantation Count
2183 | Number of Late Deaths per Litter | No | No | No | Yes | No | Numeric |  | Any Sex | Live or Dead |  |  |  | Summary Calculation | Single Occurrence | Across Subjects |  | Not Relative to Root Measurement | 0 | Count Positives | Implant of Type Late Death?
155 | Number of Litters Evaluated | No | Yes | No | No | No | Numeric |  | Females Only | [5 empty] | Single Occurrence | [12 empty] | This Endpoint is created for use in FPA/PNA reports.
130 | Number of Litters Examined | No | Yes | No | No | No | Numeric |  | Females Only | Dead Only |  |  |  |  | Single Occurrence | [12 empty] | This Endpoint is created for use in FPA/PNA reports.
2355 | Number of Live Female Fetuses per Litter | No | No | No | Yes | No | Numeric |  | Any Sex | Live or Dead |  |  |  | Summary Calculation | Single Occurrence | Across Subjects |  | Not Relative to Root Measurement | 0 | Count Positives | Live Female Fetus
154 | Number of Live Fetuses Examined | No | Yes | No | Yes | No | Numeric |  | Females Only | [5 empty] | Single Occurrence | [12 empty] | This Endpoint is created for use in FPA/PNA reports.
2345 | Number of Live Fetuses per Litter | No | No | No | Yes | No | Numeric |  | Any Sex | Live or Dead |  |  |  | Summary Calculation | Single Occurrence | Across Subjects |  | Not Relative to Root Measurement | 0 | Count Positives | Live Fetus
2353 | Number of Live Male Fetuses per Litter | No | No | No | Yes | No | Numeric |  | Any Sex | Live or Dead |  |  |  | Summary Calculation | Single Occurrence | Across Subjects |  | Not Relative to Root Measurement | 0 | Count Positives | Live Male Fetus
2348 | Number of Male Fetuses per Litter | No | No | No | Yes | No | Numeric |  | Any Sex | Live or Dead |  |  |  | Summary Calculation | Single Occurrence | Across Subjects |  | Not Relative to Root Measurement | 0 | Count Positives | Fetus Male
132 | Number of Male Foetuses Examined | No | Yes | No | Yes | No | Numeric |  | Females Only | Dead Only |  |  |  |  | Single Occurrence | [12 empty] | This Endpoint is created for use in FPA/PNA reports.
147 | Number of Male Pups Examined | No | Yes | No | No | No | Numeric |  | Females Only | Dead Only |  |  |  |  | Single Occurrence | [12 empty] | This Endpoint is created for use in FPA/PNA reports.
3324 | Number of Male Pups Examined for Areolae/Nipples | No | No | No | Yes | No | Numeric |  | Any Sex | Live or Dead |  |  |  | Summary Calculation | Single Occurrence | Across Subjects |  |  | 0 | Count Positives | Male Examined for Areolae/Nipples
3323 | Number of Male Pups with Areolae/Nipples | No | No | No | Yes | No | Numeric |  | Any Sex | Live or Dead |  |  |  | Summary Calculation | Single Occurrence | Across Subjects |  |  | 0 | Count Positives | Male Areolae and/or Nipples Present
149 | Number of Pups Evaluated | No | Yes | No | No | No | Numeric |  | Females Only | Dead Only |  |  |  |  | Single Occurrence | [12 empty] | This Endpoint is created for use in FPA/PNA reports.
148 | Number of Pups Examined | No | Yes | No | No | No | Numeric |  | Females Only | Dead Only |  |  |  |  | Single Occurrence | [12 empty] | This Endpoint is created for use in FPA/PNA reports.
5443 | Number of Slides | No | No | No | Yes | No | Numeric |  | Any Sex | Live or Dead |  |  |  |  | Specific
6906 | Number of Slides Prepared | No | No | No | Yes | No | Alphanumeric |  | Any Sex | Dead Only |  |  |  |  | Specific
2576 | Number Scheduled Removals Days 4-21 (post cull) | No | No | No | Yes | No | Numeric |  | Any Sex | Live or Dead |  |  |  | Summary Calculation | Single Occurrence | Across Subjects |  | Not Relative to Root Measurement | 0 | Count Positives | Pup was Scheduled Removal Days 4-21 (post cull)
2581 | Number Scheduled Removals Days 4-28 (post cull) | No | No | No | Yes | No | Numeric |  | Any Sex | Live or Dead |  |  |  | Summary Calculation | Single Occurrence | Across Subjects |  | Not Relative to Root Measurement | 0 | Count Positives | Pup was Scheduled Removal Days 4-28 (post cull)
2551 | Number Scheduled Removals Days 4-7 (post cull) | No | No | No | Yes | No | Numeric |  | Any Sex | Live or Dead |  |  |  | Summary Calculation | Single Occurrence | Across Subjects |  | Not Relative to Root Measurement | 0 | Count Positives | Pup was Scheduled Removal Days 4-7 (post cull)
7448 | o-Xylene Plasma 2 hr Concentration | No | No | No | Yes | No | Numeric |  | Any Sex | Live or Dead | ng/mL |  |  |  | Single Occurrence
7449 | o-Xylene Plasma 24 hr Concentration | No | No | No | Yes | No | Numeric |  | Any Sex | Live or Dead | ng/mL |  |  |  | Single Occurrence
7451 | o-Xylene Plasma LOD | No | No | No | Yes | No | Numeric |  | Any Sex | Live or Dead | ng/mL |  |  |  | Single Occurrence
7450 | o-Xylene Plasma LOQ | No | No | No | Yes | No | Numeric |  | Any Sex | Live or Dead | ng/mL |  |  |  | Single Occurrence
7634 | Omental fat pad Terminal BW (mg/kg) | No | No | No | Yes | No | Numeric |  | Any Sex | Live or Dead | mg/g |  |  | User Defined Formula | Single Occurrence |  |  |  | 2 |  |  |  | (A*1000)/B | A | Fat pad, omental Weight | Not Null (calculation fails if measurement is null)
7634 | Omental fat pad Terminal BW (mg/kg) | No | No | No | Yes | No | Numeric |  | Any Sex | Live or Dead | mg/g |  |  | User Defined Formula | Single Occurrence |  |  |  | 2 |  |  |  | (A*1000)/B | B | Terminal Bodyweight | Not Null (calculation fails if measurement is null)
32 | Organ Weights | No | No | No | Yes | No | Alphanumeric |  | Any Sex | Live or Dead |  |  |  |  | Specific
7625 | Ovarian/parametrial fat pad Terminal BW (mg/g) | No | No | No | Yes | No | Numeric |  | Females Only | Live or Dead | mg/g |  |  | User Defined Formula | Single Occurrence |  |  |  | 2 |  |  |  | (A*1000)/B | A | Fat pad, ovarian/parametrial Weight | Not Null (calculation fails if measurement is null)
7625 | Ovarian/parametrial fat pad Terminal BW (mg/g) | No | No | No | Yes | No | Numeric |  | Females Only | Live or Dead | mg/g |  |  | User Defined Formula | Single Occurrence |  |  |  | 2 |  |  |  | (A*1000)/B | B | Terminal Bodyweight | Not Null (calculation fails if measurement is null)
1221 | Ovaries (Pr) | No | No | No | Yes | No | Numeric | Organ Weight | Females Only | Dead Only | g |  |  |  | Single Occurrence
2627 | Ovaries (Pr) Terminal BW (mg/g) | No | No | No | Yes | No | Numeric |  | Any Sex | Live or Dead | mg/g |  |  | User Defined Formula | Single Occurrence |  |  |  | 2 |  |  |  | (A*1000)/B | A | Ovaries (Pr) | Not Null (calculation fails if measurement is null)
2627 | Ovaries (Pr) Terminal BW (mg/g) | No | No | No | Yes | No | Numeric |  | Any Sex | Live or Dead | mg/g |  |  | User Defined Formula | Single Occurrence |  |  |  | 2 |  |  |  | (A*1000)/B | B | Terminal Bodyweight | Not Null (calculation fails if measurement is null)
3833 | Ovaries (PR)/Brain Weight (%) | No | No | No | Yes | No | Numeric |  | Females Only | Dead Only | % |  |  | User Defined Formula | Single Occurrence |  |  |  | 4 |  |  |  | A/B*100 | A | Ovaries (Pr) | Not Null (calculation fails if measurement is null)
3833 | Ovaries (PR)/Brain Weight (%) | No | No | No | Yes | No | Numeric |  | Females Only | Dead Only | % |  |  | User Defined Formula | Single Occurrence |  |  |  | 4 |  |  |  | A/B*100 | B | Brain Weight | Not Null (calculation fails if measurement is null)
1863 | Ovary, Left Terminal BW (mg/g) | No | No | No | Yes | No | Numeric |  | Females Only | Dead Only | mg/g |  |  | User Defined Formula | Single Occurrence |  |  |  | 2 |  |  |  | (A*1000)/B | A | Ovary-Left | Not Null (calculation fails if measurement is null)
1863 | Ovary, Left Terminal BW (mg/g) | No | No | No | Yes | No | Numeric |  | Females Only | Dead Only | mg/g |  |  | User Defined Formula | Single Occurrence |  |  |  | 2 |  |  |  | (A*1000)/B | B | Terminal Bodyweight | Not Null (calculation fails if measurement is null)
3834 | Ovary, left/Brain Weight (%) | No | No | No | Yes | No | Numeric |  | Females Only | Dead Only | % |  |  | User Defined Formula | Single Occurrence |  |  |  | 4 |  |  |  | A/B*100 | A | Ovary-Left | Not Null (calculation fails if measurement is null)
3834 | Ovary, left/Brain Weight (%) | No | No | No | Yes | No | Numeric |  | Females Only | Dead Only | % |  |  | User Defined Formula | Single Occurrence |  |  |  | 4 |  |  |  | A/B*100 | B | Brain Weight | Not Null (calculation fails if measurement is null)
1810 | Ovary, Right Terminal BW (mg/g) | No | No | No | Yes | No | Numeric |  | Females Only | Dead Only | mg/g |  |  | User Defined Formula | Single Occurrence |  |  |  | 2 |  |  |  | (A*1000)/B | A | Ovary-Right | Not Null (calculation fails if measurement is null)
1810 | Ovary, Right Terminal BW (mg/g) | No | No | No | Yes | No | Numeric |  | Females Only | Dead Only | mg/g |  |  | User Defined Formula | Single Occurrence |  |  |  | 2 |  |  |  | (A*1000)/B | B | Terminal Bodyweight | Not Null (calculation fails if measurement is null)
3835 | Ovary, right/Brain Weight (%) | No | No | No | Yes | No | Numeric |  | Females Only | Dead Only | % |  |  | User Defined Formula | Single Occurrence |  |  |  | 4 |  |  |  | A/B*100 | A | Ovary-Right | Not Null (calculation fails if measurement is null)
3835 | Ovary, right/Brain Weight (%) | No | No | No | Yes | No | Numeric |  | Females Only | Dead Only | % |  |  | User Defined Formula | Single Occurrence |  |  |  | 4 |  |  |  | A/B*100 | B | Brain Weight | Not Null (calculation fails if measurement is null)
1193 | Ovary-Left | No | No | No | Yes | No | Numeric |  | Females Only | Dead Only | g |  |  |  | Single Occurrence
1192 | Ovary-Right | No | No | No | Yes | No | Numeric |  | Females Only | Dead Only | g |  |  |  | Single Occurrence
16 | Overall Foetal Classification | No | No | No | No | Yes | Alphanumeric |  | Any Sex | Live or Dead |  |  |  |  | Single Occurrence
358 | Overall Heterogeneity | No | No | No | Yes | No | Numeric |  | Any Sex | Live or Dead |  |  |  |  | Specific
7452 | p-Xylene Plasma 2 hr Concentration | No | No | No | Yes | No | Numeric |  | Any Sex | Live or Dead | ng/mL |  |  |  | Single Occurrence
7453 | p-Xylene Plasma 24 hr Concentration | No | No | No | Yes | No | Numeric |  | Any Sex | Live or Dead | ng/mL |  |  |  | Single Occurrence
7455 | p-Xylene Plasma LOD | No | No | No | Yes | No | Numeric |  | Any Sex | Live or Dead | ng/mL |  |  |  | Single Occurrence
7454 | p-Xylene Plasma LOQ | No | No | No | Yes | No | Numeric |  | Any Sex | Live or Dead | ng/mL |  |  |  | Single Occurrence
4886 | Packed Cell Volume | No | No | No | Yes | No | Numeric |  | Any Sex | Live or Dead | % |  |  |  | Single Occurrence
101 | Paired | No | No | No | Yes | No | Boolean (0 No, 1 Yes) |  | Any Sex | Live Only |  | Yes | No | Special Calculation | Single Occurrence |  |  |  |  | Paired
71 | Pairing Cage | No | No | No | Yes | No | Numeric |  | Females Only | Live Only |  |  |  |  | Single Occurrence
70 | Pairing Date/Time | No | No | No | Yes | No | Date/Time |  | Females Only | Live Only |  |  |  |  | Single Occurrence
73 | Pairing Male | No | No | No | Yes | No | Alphanumeric |  | Females Only | Live Only |  |  |  |  | Single Occurrence
34 | Palpable Masses | No | No | No | Yes | No | Numeric |  | Any Sex | Live or Dead |  |  |  |  | Specific
115 | Pathology Observation | No | No | No | Yes | No | Boolean (0 No, 1 Yes) |  | Any Sex | Live or Dead |  |  |  |  | Single Occurrence
359 | Pathology Observation 1 | No | No | No | Yes | No | Boolean (0 No, 1 Yes) |  | Any Sex | Live or Dead |  |  |  |  | Single Occurrence |  |  |  | 4
360 | Pathology Observation 2 | No | No | No | Yes | No | Boolean (0 No, 1 Yes) |  | Any Sex | Live or Dead |  |  |  |  | Single Occurrence |  |  |  | 4
361 | Pathology Observation 3 | No | No | No | Yes | No | Boolean (0 No, 1 Yes) |  | Any Sex | Live or Dead |  |  |  |  | Single Occurrence |  |  |  | 4
362 | Pathology Observation 4 | No | No | No | Yes | No | Boolean (0 No, 1 Yes) |  | Any Sex | Live or Dead |  |  |  |  | Single Occurrence |  |  |  | 4
363 | Pathology Observation 5 | No | No | No | Yes | No | Boolean (0 No, 1 Yes) |  | Any Sex | Live or Dead |  |  |  |  | Single Occurrence |  |  |  | 4
364 | Pathology Observation 6 | No | No | No | Yes | No | Boolean (0 No, 1 Yes) |  | Any Sex | Live or Dead |  |  |  |  | Single Occurrence |  |  |  | 4
365 | Pathology Observation 7 | No | No | No | Yes | No | Boolean (0 No, 1 Yes) |  | Any Sex | Live or Dead |  |  |  |  | Single Occurrence |  |  |  | 4
366 | Pathology Observation 8 | No | No | No | Yes | No | Boolean (0 No, 1 Yes) |  | Any Sex | Live or Dead |  |  |  |  | Single Occurrence |  |  |  | 4
3456 | Percent B-cells | No | No | No | Yes | No | Numeric |  | Any Sex | Live or Dead | % |  |  | User Defined Formula | Single Occurrence |  |  |  | 2 |  |  |  | A*100 | A | B-cells | Not Null (calculation fails if measurement is null)
3454 | Percent CD4+ T-cells | No | No | No | Yes | No | Numeric |  | Any Sex | Live or Dead | % |  |  | User Defined Formula | Single Occurrence |  |  |  | 2 |  |  |  | A*100 | A | CD4+ T-cells | Not Null (calculation fails if measurement is null)
3455 | Percent CD8+ T-cells | No | No | No | Yes | No | Numeric |  | Any Sex | Live or Dead | % |  |  | User Defined Formula | Single Occurrence |  |  |  | 2 |  |  |  | A*100 | A | CD8+ T-cells | Not Null (calculation fails if measurement is null)
6169 | Percent Cells Labeled | No | No | No | Yes | No | Numeric |  | Any Sex | Live or Dead | % |  |  |  | Single Occurrence
3464 | Percent Eosinophils | No | No | No | Yes | No | Numeric |  | Any Sex | Live or Dead | % |  |  | User Defined Formula | Single Occurrence |  |  |  | 2 |  |  |  | A*B*C*100 | A | Eosinophils | Not Null (calculation fails if measurement is null)
3464 | Percent Eosinophils | No | No | No | Yes | No | Numeric |  | Any Sex | Live or Dead | % |  |  | User Defined Formula | Single Occurrence |  |  |  | 2 |  |  |  | A*B*C*100 | B | Mon+Eos Gate | Not Null (calculation fails if measurement is null)
3464 | Percent Eosinophils | No | No | No | Yes | No | Numeric |  | Any Sex | Live or Dead | % |  |  | User Defined Formula | Single Occurrence |  |  |  | 2 |  |  |  | A*B*C*100 | C | Myeloid Gate | Not Null (calculation fails if measurement is null)
5001 | Percent Erythroid | No | No | No | Yes | No | Numeric |  | Any Sex | Live or Dead | % |  |  | User Defined Formula | Single Occurrence |  |  |  | 1 |  |  |  | (A(B+C))*100 | A | Erythroid Parameters | Not Null (calculation fails if measurement is null)
5001 | Percent Erythroid | No | No | No | Yes | No | Numeric |  | Any Sex | Live or Dead | % |  |  | User Defined Formula | Single Occurrence |  |  |  | 1 |  |  |  | (A(B+C))*100 | B | Erythroid Parameters | Not Null (calculation fails if measurement is null)
5001 | Percent Erythroid | No | No | No | Yes | No | Numeric |  | Any Sex | Live or Dead | % |  |  | User Defined Formula | Single Occurrence |  |  |  | 1 |  |  |  | (A(B+C))*100 | C | Myeloid Parameters | Not Null (calculation fails if measurement is null)
3462 | Percent Mono/Mac | No | No | No | Yes | No | Numeric |  | Any Sex | Live or Dead | % |  |  | User Defined Formula | Single Occurrence |  |  |  | 2 |  |  |  | A*B*C*100 | A | Mono/Mac | Not Null (calculation fails if measurement is null)
3462 | Percent Mono/Mac | No | No | No | Yes | No | Numeric |  | Any Sex | Live or Dead | % |  |  | User Defined Formula | Single Occurrence |  |  |  | 2 |  |  |  | A*B*C*100 | B | Mon+Eos Gate | Not Null (calculation fails if measurement is null)
3462 | Percent Mono/Mac | No | No | No | Yes | No | Numeric |  | Any Sex | Live or Dead | % |  |  | User Defined Formula | Single Occurrence |  |  |  | 2 |  |  |  | A*B*C*100 | C | Myeloid Gate | Not Null (calculation fails if measurement is null)
5002 | Percent Myeloid | No | No | No | Yes | No | Numeric |  | Any Sex | Live or Dead | % |  |  | User Defined Formula | Single Occurrence |  |  |  | 1 |  |  |  | (A(B+C))*100 | A | Myeloid Parameters | Not Null (calculation fails if measurement is null)
5002 | Percent Myeloid | No | No | No | Yes | No | Numeric |  | Any Sex | Live or Dead | % |  |  | User Defined Formula | Single Occurrence |  |  |  | 1 |  |  |  | (A(B+C))*100 | B | Erythroid Parameters | Not Null (calculation fails if measurement is null)
5002 | Percent Myeloid | No | No | No | Yes | No | Numeric |  | Any Sex | Live or Dead | % |  |  | User Defined Formula | Single Occurrence |  |  |  | 1 |  |  |  | (A(B+C))*100 | C | Myeloid Parameters | Not Null (calculation fails if measurement is null)
3463 | Percent Neutrophils | No | No | No | Yes | No | Numeric |  | Any Sex | Live or Dead | % |  |  | User Defined Formula | Single Occurrence |  |  |  | 2 |  |  |  | A*B*100 | A | Neutrophils | Not Null (calculation fails if measurement is null)
3463 | Percent Neutrophils | No | No | No | Yes | No | Numeric |  | Any Sex | Live or Dead | % |  |  | User Defined Formula | Single Occurrence |  |  |  | 2 |  |  |  | A*B*100 | B | Myeloid Gate | Not Null (calculation fails if measurement is null)
3461 | Percent NK Cells | No | No | No | Yes | No | Numeric |  | Any Sex | Live or Dead | % |  |  | User Defined Formula | Single Occurrence |  |  |  | 2 |  |  |  | A*100 | A | NK Cells | Not Null (calculation fails if measurement is null)
3452 | Percent Total Lymphocytes | No | No | No | Yes | No | Numeric |  | Any Sex | Live or Dead | % |  |  | User Defined Formula | Single Occurrence |  |  |  | 2 |  |  |  | A*100 | A | Total Lymphocytes | Not Null (calculation fails if measurement is null)
3453 | Percent Total T-cells | No | No | No | Yes | No | Numeric |  | Any Sex | Live or Dead | % |  |  | User Defined Formula | Single Occurrence |  |  |  | 2 |  |  |  | A*100 | A | Total T-cells | Not Null (calculation fails if measurement is null)
3415 | Percent Unaccounted-for Implant Sites - WLSS (littered) | No | No | No | Yes | No | Numeric |  | Any Sex | Live or Dead |  |  |  | User Defined Formula | Single Occurrence |  |  |  | 2 |  |  |  | IIF(A,NOTHING,IIF(B>0,IIF(C>B,0,((B-C)/B)*100),NOTHING)) | A | Early PM | Nullable
3415 | Percent Unaccounted-for Implant Sites - WLSS (littered) | No | No | No | Yes | No | Numeric |  | Any Sex | Live or Dead |  |  |  | User Defined Formula | Single Occurrence |  |  |  | 2 |  |  |  | IIF(A,NOTHING,IIF(B>0,IIF(C>B,0,((B-C)/B)*100),NOTHING)) | B | Implant Total | Not Null (calculation fails if measurement is null)
3415 | Percent Unaccounted-for Implant Sites - WLSS (littered) | No | No | No | Yes | No | Numeric |  | Any Sex | Live or Dead |  |  |  | User Defined Formula | Single Occurrence |  |  |  | 2 |  |  |  | IIF(A,NOTHING,IIF(B>0,IIF(C>B,0,((B-C)/B)*100),NOTHING)) | C | Absolute Newborn Total | Nullable
2356 | Percentage of Live Male Fetuses per Litter | No | No | No | Yes | No | Numeric |  | Any Sex | Live or Dead |  |  |  | User Defined Formula | Single Occurrence |  |  |  | 1 |  |  |  | IIF(A>0,((B/A)*100),NOTHING) | A | Number of Live Fetuses per Litter | Not Null (calculation fails if measurement is null)
2356 | Percentage of Live Male Fetuses per Litter | No | No | No | Yes | No | Numeric |  | Any Sex | Live or Dead |  |  |  | User Defined Formula | Single Occurrence |  |  |  | 1 |  |  |  | IIF(A>0,((B/A)*100),NOTHING) | B | Number of Live Male Fetuses per Litter | Nullable
2351 | Percentage of Male Fetuses per Litter | No | No | No | Yes | No | Numeric |  | Any Sex | Live or Dead |  |  |  | Summary Calculation | Single Occurrence | Across Subjects |  | Not Relative to Root Measurement | 1 | Proportion Percent | Fetus Male
2346 | Percentage Post-implantation Loss | No | No | No | Yes | No | Numeric |  | Any Sex | Live or Dead | % |  |  | User Defined Formula | Single Occurrence |  |  |  | 1 |  |  |  | IIF(A<B,0,((A-B)/A)*100) | A | Number of Implantations | Not Null (calculation fails if measurement is null)
2346 | Percentage Post-implantation Loss | No | No | No | Yes | No | Numeric |  | Any Sex | Live or Dead | % |  |  | User Defined Formula | Single Occurrence |  |  |  | 1 |  |  |  | IIF(A<B,0,((A-B)/A)*100) | B | Number of Live Fetuses per Litter | Not Null (calculation fails if measurement is null)
2178 | Percentage Pre-implantation Loss | No | No | No | Yes | No | Numeric |  | Females Only | Live or Dead | % |  |  | User Defined Formula | Single Occurrence |  |  |  | 1 |  |  |  | IIF(A>B,0,((B-A)/B)*100) | A | Number of Implantations | Not Null (calculation fails if measurement is null)
2178 | Percentage Pre-implantation Loss | No | No | No | Yes | No | Numeric |  | Females Only | Live or Dead | % |  |  | User Defined Formula | Single Occurrence |  |  |  | 1 |  |  |  | IIF(A>B,0,((B-A)/B)*100) | B | Corpora Lutea Total | Not Null (calculation fails if measurement is null)
7623 | Perirenal fat pad Terminal BW (mg/g) | No | No | No | Yes | No | Numeric |  | Any Sex | Live or Dead | mg/g |  |  | User Defined Formula | Single Occurrence |  |  |  | 2 |  |  |  | (A*1000)/B | A | Fat pad, perirenal Weight | Not Null (calculation fails if measurement is null)
7623 | Perirenal fat pad Terminal BW (mg/g) | No | No | No | Yes | No | Numeric |  | Any Sex | Live or Dead | mg/g |  |  | User Defined Formula | Single Occurrence |  |  |  | 2 |  |  |  | (A*1000)/B | B | Terminal Bodyweight | Not Null (calculation fails if measurement is null)
5258 | PFOA Fetus LOQ | No | No | No | Yes | No | Numeric |  | Any Sex | Live or Dead | ng |  |  |  | Single Occurrence
5256 | PFOA Liver LOQ | No | No | No | Yes | No | Numeric |  | Any Sex | Live or Dead | ng |  |  |  | Single Occurrence
5255 | PFOA Plasma LOQ | No | No | No | Yes | No | Numeric |  | Any Sex | Live or Dead | ng/mL |  |  |  | Single Occurrence
5257 | PFOA Pup LOQ | No | No | No | Yes | No | Numeric |  | Any Sex | Live or Dead | ng |  |  |  | Single Occurrence
4464 | Phagocytosis | No | No | No | Yes | No | Numeric |  | Any Sex | Live or Dead |  |  |  | User Defined Formula | Single Occurrence |  |  |  | 1 |  |  |  | A/B | A | MFI of Phagocytizing Cells | Not Null (calculation fails if measurement is null)
4464 | Phagocytosis | No | No | No | Yes | No | Numeric |  | Any Sex | Live or Dead |  |  |  | User Defined Formula | Single Occurrence |  |  |  | 1 |  |  |  | A/B | B | Baseline MFI | Not Null (calculation fails if measurement is null)
4161 | Phagocytosis Volume | No | No | No | Yes | No | Numeric |  | Any Sex | Live or Dead | ml |  |  |  | Single Occurrence
4861 | Phospholipids | No | No | No | Yes | No | Numeric |  | Any Sex | Live or Dead | mg/dL |  |  |  | Single Occurrence
3697 | Phosphorous | No | No | No | Yes | No | Numeric |  | Any Sex | Live or Dead | mg/dL |  |  |  | Single Occurrence
4722 | Pituitary Terminal BW (mg/g) | No | No | No | Yes | No | Numeric |  | Any Sex | Live or Dead | mg/g |  |  | User Defined Formula | Single Occurrence |  |  |  | 2 |  |  |  | (A*1000)/B | A | Pituitary Weight | Not Null (calculation fails if measurement is null)
4722 | Pituitary Terminal BW (mg/g) | No | No | No | Yes | No | Numeric |  | Any Sex | Live or Dead | mg/g |  |  | User Defined Formula | Single Occurrence |  |  |  | 2 |  |  |  | (A*1000)/B | B | Terminal Bodyweight | Not Null (calculation fails if measurement is null)
4721 | Pituitary Weight | No | No | No | Yes | No | Numeric |  | Any Sex | Live or Dead | g |  |  |  | Single Occurrence
4723 | Pituitary/Brain Weight (%) | No | No | No | Yes | No | Numeric |  | Any Sex | Live or Dead | % |  |  | User Defined Formula | Single Occurrence |  |  |  | 4 |  |  |  | (A/B)*100 | A | Pituitary Weight | Not Null (calculation fails if measurement is null)
4723 | Pituitary/Brain Weight (%) | No | No | No | Yes | No | Numeric |  | Any Sex | Live or Dead | % |  |  | User Defined Formula | Single Occurrence |  |  |  | 4 |  |  |  | (A/B)*100 | B | Brain Weight | Not Null (calculation fails if measurement is null)
10 | Placental Weight | No | No | No | No | Yes | Numeric |  | Any Sex | Live or Dead | g |  |  |  | Single Occurrence
7123 | Plaque 1 | No | No | No | Yes | No | Numeric |  | Any Sex | Live or Dead |  |  |  |  | Specific
7124 | Plaque 2 | No | No | No | Yes | No | Numeric |  | Any Sex | Live or Dead |  |  |  |  | Specific
7126 | Plaque Count | No | No | No | Yes | No | Numeric |  | Any Sex | Live or Dead |  |  |  | User Defined Formula | Specific |  |  |  | 1 |  |  |  | IIF(A IS NOTHING AND B IS NOTHING,NOTHING,AVG(A,B)) | A | Plaque 1 | Nullable
7126 | Plaque Count | No | No | No | Yes | No | Numeric |  | Any Sex | Live or Dead |  |  |  | User Defined Formula | Specific |  |  |  | 1 |  |  |  | IIF(A IS NOTHING AND B IS NOTHING,NOTHING,AVG(A,B)) | B | Plaque 2 | Nullable
6590 | Plasma 1 Hour Post-dose MPEP Concentration | No | No | No | Yes | No | Numeric |  | Any Sex | Live or Dead | ng/mL |  |  |  | Single Occurrence
6592 | Plasma 12 Hour Post-dose MPEP Concentration | No | No | No | Yes | No | Numeric |  | Any Sex | Live or Dead | ng/mL |  |  |  | Single Occurrence
7185 | Plasma 2 hour 10:2 Fluorotelomer Alcohol Concentration | No | No | No | Yes | No | Numeric |  | Any Sex | Live or Dead | ng/mL |  |  |  | Specific
7187 | Plasma 2 hour 10:2 Fluorotelomer Alcohol LOQ | No | No | No | Yes | No | Numeric |  | Any Sex | Live or Dead | ng/mL |  |  |  | Specific
7195 | Plasma 2 hour 2,3-Benzofluorene Concentration | No | No | No | Yes | No | Numeric |  | Any Sex | Live or Dead | ng/mL |  |  |  | Specific
7199 | Plasma 2 hour 2,3-Benzofluorene LOD | No | No | No | Yes | No | Numeric |  | Any Sex | Live or Dead | ng/mL |  |  |  | Specific
7197 | Plasma 2 hour 2,3-Benzofluorene LOQ | No | No | No | Yes | No | Numeric |  | Any Sex | Live or Dead | ng/mL |  |  |  | Specific
7189 | Plasma 2 hour 6:1 Fluorotelomer Alcohol Concentration | No | No | No | Yes | No | Numeric |  | Any Sex | Live or Dead | ng/mL |  |  |  | Specific
7193 | Plasma 2 hour 6:1 Fluorotelomer Alcohol LOD | No | No | No | Yes | No | Numeric |  | Any Sex | Live or Dead | ng/mL |  |  |  | Specific
7191 | Plasma 2 hour 6:1 Fluorotelomer Alcohol LOQ | No | No | No | Yes | No | Numeric |  | Any Sex | Live or Dead | ng/mL |  |  |  | Specific
7181 | Plasma 2 hour Perfluorohexanesulfonamide Concentration | No | No | No | Yes | No | Numeric |  | Any Sex | Live or Dead | µg/mL |  |  |  | Specific
7183 | Plasma 2 hour Perfluorohexanesulfonamide LOQ | No | No | No | Yes | No | Numeric |  | Any Sex | Live or Dead | µg/mL |  |  |  | Specific
6591 | Plasma 2 Hour Post-Dose MPEP Concentration | No | No | No | Yes | No | Numeric |  | Any Sex | Live or Dead | ng/mL |  |  |  | Single Occurrence
6545 | Plasma 2 Hour Post-dose MPEP Concentration (GD 28) | No | No | No | Yes | No | Numeric |  | Any Sex | Live or Dead | ng/mL |  |  |  | Single Occurrence
6546 | Plasma 2 Hour Post-dose Pooled Fetal MPEP Concentration (GD 28) | No | No | No | Yes | No | Numeric |  | Any Sex | Live or Dead | ng/mL |  |  |  | Single Occurrence
6881 | Plasma 2 hr Fenofibric Acid Concentration | No | No | No | Yes | No | Numeric |  | Any Sex | Live or Dead | ng/mL |  |  |  | Single Occurrence
7222 | Plasma 2 Hr FTNO Concentration | No | No | No | Yes | No | Numeric |  | Any Sex | Live or Dead | ng/mL |  |  |  | Specific
7221 | Plasma 2 Hr FTS Concentration | No | No | No | Yes | No | Numeric |  | Any Sex | Live or Dead | ng/mL |  |  |  | Specific
7223 | Plasma 2 Hr FtSaB Concentration | No | No | No | Yes | No | Numeric |  | Any Sex | Live or Dead | ng/mL |  |  |  | Specific
7224 | Plasma 2 Hr FtSiAoS Concentration | No | No | No | Yes | No | Numeric |  | Any Sex | Live or Dead | ng/mL |  |  |  | Specific
7225 | Plasma 2 Hr FtTAoS Concentration | No | No | No | Yes | No | Numeric |  | Any Sex | Live or Dead | ng/mL |  |  |  | Specific
6801 | Plasma 2 hr PFOA Concentration | No | No | No | Yes | No | Numeric |  | Any Sex | Live or Dead | ng/mL |  |  |  | Single Occurrence
7186 | Plasma 24 hour 10:2 Fluorotelomer Alcohol Concentration | No | No | No | Yes | No | Numeric |  | Any Sex | Live or Dead | ng/mL |  |  |  | Specific
7188 | Plasma 24 hour 10:2 Fluorotelomer Alcohol LOQ | No | No | No | Yes | No | Numeric |  | Any Sex | Live or Dead | ng/mL |  |  |  | Specific
7196 | Plasma 24 hour 2,3-Benzofluorene Concentration | No | No | No | Yes | No | Numeric |  | Any Sex | Live or Dead | ng/mL |  |  |  | Specific
7200 | Plasma 24 hour 2,3-Benzofluorene LOD | No | No | No | Yes | No | Numeric |  | Any Sex | Live or Dead | ng/mL |  |  |  | Specific
7198 | Plasma 24 hour 2,3-Benzofluorene LOQ | No | No | No | Yes | No | Numeric |  | Any Sex | Live or Dead | ng/mL |  |  |  | Specific
7190 | Plasma 24 hour 6:1 Fluorotelomer Alcohol Concentration | No | No | No | Yes | No | Numeric |  | Any Sex | Live or Dead | ng/mL |  |  |  | Specific
7194 | Plasma 24 hour 6:1 Fluorotelomer Alcohol LOD | No | No | No | Yes | No | Numeric |  | Any Sex | Live or Dead | ng/mL |  |  |  | Specific
7192 | Plasma 24 hour 6:1 Fluorotelomer Alcohol LOQ | No | No | No | Yes | No | Numeric |  | Any Sex | Live or Dead | ng/mL |  |  |  | Specific
7182 | Plasma 24 hour Perfluorohexanesulfonamide Concentration | No | No | No | Yes | No | Numeric |  | Any Sex | Live or Dead | µg/mL |  |  |  | Specific
7184 | Plasma 24 hour Perfluorohexanesulfonamide LOQ | No | No | No | Yes | No | Numeric |  | Any Sex | Live or Dead | µg/mL |  |  |  | Specific
6544 | Plasma 24 Hour Post-dose MPEP Concentration (GD 27) | No | No | No | Yes | No | Numeric |  | Any Sex | Live or Dead | ng/mL |  |  |  | Single Occurrence
6882 | Plasma 24 hr Fenofibric Acid Concentration | No | No | No | Yes | No | Numeric |  | Any Sex | Live or Dead | ng/mL |  |  |  | Single Occurrence
7227 | Plasma 24 Hr FTNO Concentration | No | No | No | Yes | No | Numeric |  | Any Sex | Live or Dead | ng/mL |  |  |  | Specific
7226 | Plasma 24 Hr FTS Concentration | No | No | No | Yes | No | Numeric |  | Any Sex | Live or Dead | ng/mL |  |  |  | Specific
7228 | Plasma 24 Hr FtSaB Concentration | No | No | No | Yes | No | Numeric |  | Any Sex | Live or Dead | ng/mL |  |  |  | Specific
7229 | Plasma 24 Hr FtSiAoS Concentration | No | No | No | Yes | No | Numeric |  | Any Sex | Live or Dead | ng/mL |  |  |  | Specific
7230 | Plasma 24 Hr FtTAoS Concentration | No | No | No | Yes | No | Numeric |  | Any Sex | Live or Dead | ng/mL |  |  |  | Specific
6802 | Plasma 24 hr PFOA Concentration | No | No | No | Yes | No | Numeric |  | Any Sex | Live or Dead | ng/mL |  |  |  | Single Occurrence
6542 | Plasma 4 Hour Post-dose MPEP Concentration (GD 27) | No | No | No | Yes | No | Numeric |  | Any Sex | Live or Dead | ng/mL |  |  |  | Single Occurrence
6543 | Plasma 8 Hour Post-dose MPEP Concentration (GD 27) | No | No | No | Yes | No | Numeric |  | Any Sex | Live or Dead | ng/mL |  |  |  | Single Occurrence
6821 | Plasma Acetaminophen Concentration | No | No | No | Yes | No | Numeric |  | Any Sex | Live or Dead | ng/mL |  |  |  | Single Occurrence
6823 | Plasma Acetaminophen LOD | No | No | No | Yes | No | Numeric |  | Any Sex | Live or Dead | ng/mL |  |  |  | Single Occurrence
6824 | Plasma Acetaminophen LOQ | No | No | No | Yes | No | Numeric |  | Any Sex | Live or Dead | ng/mL |  |  |  | Single Occurrence
4841 | Plasma Concentration | No | No | No | Yes | No | Numeric |  | Any Sex | Live or Dead | ng/mL |  |  |  | Single Occurrence
6985 | Plasma Cotinine Concentration | No | No | No | Yes | No | Numeric |  | Any Sex | Live or Dead | ng/mL |  |  |  | Single Occurrence
6986 | Plasma Cotinine LOD | No | No | No | Yes | No | Numeric |  | Any Sex | Live or Dead | ng/mL |  |  |  | Single Occurrence
6987 | Plasma Cotinine LOQ | No | No | No | Yes | No | Numeric |  | Any Sex | Live or Dead | ng/mL |  |  |  | Single Occurrence
6843 | Plasma Efavirenz Concentration | No | No | No | Yes | No | Numeric |  | Any Sex | Live or Dead | ng/mL |  |  |  | Single Occurrence
6846 | Plasma Efavirenz LOD | No | No | No | Yes | No | Numeric |  | Any Sex | Live or Dead | ng/mL |  |  |  | Single Occurrence
6849 | Plasma Efavirenz LOQ | No | No | No | Yes | No | Numeric |  | Any Sex | Live or Dead | ng/mL |  |  |  | Single Occurrence
6841 | Plasma Emtricitabine Concentration | No | No | No | Yes | No | Numeric |  | Any Sex | Live or Dead | ng/mL |  |  |  | Single Occurrence
6844 | Plasma Emtricitabine LOD | No | No | No | Yes | No | Numeric |  | Any Sex | Live or Dead | ng/mL |  |  |  | Single Occurrence
6847 | Plasma Emtricitabine LOQ | No | No | No | Yes | No | Numeric |  | Any Sex | Live or Dead | ng/mL |  |  |  | Single Occurrence
6883 | Plasma Fenofibric Acid LOQ | No | No | No | Yes | No | Numeric |  | Any Sex | Live or Dead | ng/mL |  |  |  | Single Occurrence
7408 | Plasma Free Bumetrizole Concentration | No | No | No | Yes | No | Numeric |  | Any Sex | Live or Dead | ng/mL |  |  |  | Single Occurrence
7409 | Plasma Free Bumetrizole LOD | No | No | No | Yes | No | Numeric |  | Any Sex | Live or Dead | ng/mL |  |  |  | Single Occurrence
7410 | Plasma Free Bumetrizole LOQ | No | No | No | Yes | No | Numeric |  | Any Sex | Live or Dead | ng/mL |  |  |  | Single Occurrence
7394 | Plasma Free DiMeEtPh-BZT Concentration | No | No | No | Yes | No | Numeric |  | Any Sex | Live or Dead | ng/mL |  |  |  | Single Occurrence
7395 | Plasma Free DiMeEtPh-BZT LOD | No | No | No | Yes | No | Numeric |  | Any Sex | Live or Dead | ng/mL |  |  |  | Single Occurrence
7396 | Plasma Free DiMeEtPh-BZT LOQ | No | No | No | Yes | No | Numeric |  | Any Sex | Live or Dead | ng/mL |  |  |  | Single Occurrence
7400 | Plasma Free ditBu-CIBZT Concentration | No | No | No | Yes | No | Numeric |  | Any Sex | Live or Dead | ng/mL |  |  |  | Single Occurrence
7401 | Plasma Free ditBu-CIBZT LOD | No | No | No | Yes | No | Numeric |  | Any Sex | Live or Dead | ng/mL |  |  |  | Single Occurrence
7402 | Plasma Free ditBu-CIBZT LOQ | No | No | No | Yes | No | Numeric |  | Any Sex | Live or Dead | ng/mL |  |  |  | Single Occurrence
7389 | Plasma Free Ditpe-Bzt Concentration | No | No | No | Yes | No | Numeric |  | Any Sex | Live or Dead | ng/mL |  |  |  | Single Occurrence
7390 | Plasma Free Ditpe-Bzt LOD | No | No | No | Yes | No | Numeric |  | Any Sex | Live or Dead | ng/mL |  |  |  | Single Occurrence
7391 | Plasma Free Ditpe-Bzt LOQ | No | No | No | Yes | No | Numeric |  | Any Sex | Live or Dead | ng/mL |  |  |  | Single Occurrence
7372 | Plasma Free Drometrizole Concentration | No | No | No | Yes | No | Numeric |  | Any Sex | Live or Dead | ng/mL |  |  |  | Single Occurrence
7373 | Plasma Free Drometrizole LOD | No | No | No | Yes | No | Numeric |  | Any Sex | Live or Dead | ng/mL |  |  |  | Single Occurrence
7374 | Plasma Free Drometrizole LOQ | No | No | No | Yes | No | Numeric |  | Any Sex | Live or Dead | ng/mL |  |  |  | Single Occurrence
7361 | Plasma Free Octrizole Concentration | No | No | No | Yes | No | Numeric |  | Any Sex | Live or Dead | ng/mL |  |  |  | Single Occurrence
7362 | Plasma Free Octrizole LOD | No | No | No | Yes | No | Numeric |  | Any Sex | Live or Dead | ng/mL |  |  |  | Single Occurrence
7363 | Plasma Free Octrizole LOQ | No | No | No | Yes | No | Numeric |  | Any Sex | Live or Dead | ng/mL |  |  |  | Single Occurrence
7383 | Plasma Free P-BZT Concentration | No | No | No | Yes | No | Numeric |  | Any Sex | Live or Dead | ng/mL |  |  |  | Single Occurrence
7384 | Plasma Free P-BZT LOD | No | No | No | Yes | No | Numeric |  | Any Sex | Live or Dead | ng/mL |  |  |  | Single Occurrence
7385 | Plasma Free P-BZT LOQ | No | No | No | Yes | No | Numeric |  | Any Sex | Live or Dead | ng/mL |  |  |  | Single Occurrence
7367 | Plasma Free tBu-BZT Concentration | No | No | No | Yes | No | Numeric |  | Any Sex | Live or Dead | ng/mL |  |  |  | Single Occurrence
7368 | Plasma Free tBu-BZT LOD | No | No | No | Yes | No | Numeric |  | Any Sex | Live or Dead | ng/mL |  |  |  | Single Occurrence
7369 | Plasma Free tBu-BZT LOQ | No | No | No | Yes | No | Numeric |  | Any Sex | Live or Dead | ng/mL |  |  |  | Single Occurrence
7378 | Plasma Free tBuPrOcEst-BZT Concentration | No | No | No | Yes | No | Numeric |  | Any Sex | Live or Dead | ng/mL |  |  |  | Single Occurrence
7379 | Plasma Free tBuPrOcEst-BZT LOQ | No | No | No | Yes | No | Numeric |  | Any Sex | Live or Dead | ng/mL |  |  |  | Single Occurrence
7242 | Plasma FTNO LOD | No | No | No | Yes | No | Numeric |  | Any Sex | Live or Dead | ng/mL |  |  |  | Specific
7237 | Plasma FTNO LOQ | No | No | No | Yes | No | Numeric |  | Any Sex | Live or Dead | ng/mL |  |  |  | Specific
7241 | Plasma FTS LOD | No | No | No | Yes | No | Numeric |  | Any Sex | Live or Dead | ng/mL |  |  |  | Specific
7236 | Plasma FTS LOQ | No | No | No | Yes | No | Numeric |  | Any Sex | Live or Dead | ng/mL |  |  |  | Specific
7243 | Plasma FtSaB LOD | No | No | No | Yes | No | Numeric |  | Any Sex | Live or Dead | ng/mL |  |  |  | Specific
7238 | Plasma FtSaB LOQ | No | No | No | Yes | No | Numeric |  | Any Sex | Live or Dead | ng/mL |  |  |  | Specific
7244 | Plasma FtSiAoS LOD | No | No | No | Yes | No | Numeric |  | Any Sex | Live or Dead | ng/mL |  |  |  | Specific
7239 | Plasma FtSiAoS LOQ | No | No | No | Yes | No | Numeric |  | Any Sex | Live or Dead | ng/mL |  |  |  | Specific
7245 | Plasma FtTAoS LOD | No | No | No | Yes | No | Numeric |  | Any Sex | Live or Dead | ng/mL |  |  |  | Specific
7240 | Plasma FtTAoS LOQ | No | No | No | Yes | No | Numeric |  | Any Sex | Live or Dead | ng/mL |  |  |  | Specific
4843 | Plasma LOQ | No | No | No | Yes | No | Numeric |  | Any Sex | Live or Dead | ng/mL |  |  |  | Single Occurrence
5630 | PLASMA MBP | No | No | No | Yes | No | Numeric |  | Any Sex | Live or Dead | ng/mL |  |  |  | Specific
5631 | PLASMA MBP LOD | No | No | No | Yes | No | Numeric |  | Any Sex | Live or Dead | ng/mL |  |  |  | Specific
5632 | PLASMA MBP LOQ | No | No | No | Yes | No | Numeric |  | Any Sex | Live or Dead | ng/mL |  |  |  | Specific
5621 | PLASMA MEHP | No | No | No | Yes | No | Numeric |  | Any Sex | Live or Dead | ng/mL |  |  |  | Specific
5622 | PLASMA MEHP LOD | No | No | No | Yes | No | Numeric |  | Any Sex | Live or Dead | ng/mL |  |  |  | Specific
5623 | PLASMA MEHP LOQ | No | No | No | Yes | No | Numeric |  | Any Sex | Live or Dead | ng/mL |  |  |  | Specific
6581 | Plasma MPEP Concentration | No | No | No | Yes | No | Numeric |  | Any Sex | Live or Dead | ng/mL |  |  |  | Single Occurrence
6582 | Plasma MPEP Concentration - LOD | No | No | No | Yes | No | Numeric |  | Any Sex | Live or Dead | ng/mL |  |  |  | Single Occurrence
6583 | Plasma MPEP Concentration - LOQ | No | No | No | Yes | No | Numeric |  | Any Sex | Live or Dead | ng/mL |  |  |  | Single Occurrence
7170 | Plasma NBBS Concentration | No | No | No | Yes | No | Numeric |  | Any Sex | Live or Dead | ng/mL |  |  |  | Single Occurrence
7171 | Plasma NBBS LOD | No | No | No | Yes | No | Numeric |  | Any Sex | Live or Dead | ng/mL |  |  |  | Single Occurrence
7172 | Plasma NBBS LOQ | No | No | No | Yes | No | Numeric |  | Any Sex | Live or Dead | ng/mL |  |  |  | Single Occurrence
6982 | Plasma Nicotine Concentration | No | No | No | Yes | No | Numeric |  | Any Sex | Live or Dead | ng/mL |  |  |  | Single Occurrence
6983 | Plasma Nicotine LOD | No | No | No | Yes | No | Numeric |  | Any Sex | Live or Dead | ng/mL |  |  |  | Single Occurrence
6984 | Plasma Nicotine LOQ | No | No | No | Yes | No | Numeric |  | Any Sex | Live or Dead | ng/mL |  |  |  | Single Occurrence
5241 | Plasma PFOA Concentration | No | No | No | Yes | No | Numeric |  | Any Sex | Live or Dead | ng/mL |  |  |  | Single Occurrence
6541 | Plasma Pre-dose MPEP Concentration (GD 27) | No | No | No | Yes | No | Numeric |  | Any Sex | Live or Dead | ng/mL |  |  |  | Single Occurrence
5922 | Plasma STD BSA | No | No | No | Yes | No | Numeric |  | Any Sex | Live or Dead | ug/mL |  |  |  | Specific
6842 | Plasma Tenofovir Concentration | No | No | No | Yes | No | Numeric |  | Any Sex | Live or Dead | ng/mL |  |  |  | Single Occurrence
6845 | Plasma Tenofovir LOD | No | No | No | Yes | No | Numeric |  | Any Sex | Live or Dead | ng/mL |  |  |  | Single Occurrence
6848 | Plasma Tenofovir LOQ | No | No | No | Yes | No | Numeric |  | Any Sex | Live or Dead | ng/mL |  |  |  | Single Occurrence
7406 | Plasma Total Bumetrizole Concentration | No | No | No | Yes | No | Numeric |  | Any Sex | Live or Dead | ng/mL |  |  |  | Single Occurrence
7407 | Plasma Total Bumetrizole LOQ | No | No | No | Yes | No | Numeric |  | Any Sex | Live or Dead | ng/mL |  |  |  | Single Occurrence
7397 | Plasma Total DiMeEtPh-BZT Concentration | No | No | No | Yes | No | Numeric |  | Any Sex | Live or Dead | ng/mL |  |  |  | Single Occurrence
7398 | Plasma Total DiMeEtPh-BZT LOD | No | No | No | Yes | No | Numeric |  | Any Sex | Live or Dead | ng/mL |  |  |  | Single Occurrence
7399 | Plasma Total DiMeEtPh-BZT LOQ | No | No | No | Yes | No | Numeric |  | Any Sex | Live or Dead | ng/mL |  |  |  | Single Occurrence
7403 | Plasma Total ditBu-CIBZT Concentration | No | No | No | Yes | No | Numeric |  | Any Sex | Live or Dead | ng/mL |  |  |  | Single Occurrence
7404 | Plasma Total ditBu-CIBZT LOD | No | No | No | Yes | No | Numeric |  | Any Sex | Live or Dead | ng/mL |  |  |  | Single Occurrence
7405 | Plasma Total ditBu-CIBZT LOQ | No | No | No | Yes | No | Numeric |  | Any Sex | Live or Dead | ng/mL |  |  |  | Single Occurrence
7392 | Plasma Total Ditpe-Bzt Concentration | No | No | No | Yes | No | Numeric |  | Any Sex | Live or Dead | ng/mL |  |  |  | Single Occurrence
7393 | Plasma Total Ditpe-Bzt LOQ | No | No | No | Yes | No | Numeric |  | Any Sex | Live or Dead | ng/mL |  |  |  | Single Occurrence
7375 | Plasma Total Drometrizole Concentration | No | No | No | Yes | No | Numeric |  | Any Sex | Live or Dead | ng/mL |  |  |  | Single Occurrence
7376 | Plasma Total Drometrizole LOD | No | No | No | Yes | No | Numeric |  | Any Sex | Live or Dead | ng/mL |  |  |  | Single Occurrence
7377 | Plasma Total Drometrizole LOQ | No | No | No | Yes | No | Numeric |  | Any Sex | Live or Dead | ng/mL |  |  |  | Single Occurrence
7364 | Plasma Total Octrizole Concentration | No | No | No | Yes | No | Numeric |  | Any Sex | Live or Dead | ng/mL |  |  |  | Single Occurrence
7365 | Plasma Total Octrizole LOD | No | No | No | Yes | No | Numeric |  | Any Sex | Live or Dead | ng/mL |  |  |  | Single Occurrence
7366 | Plasma Total Octrizole LOQ | No | No | No | Yes | No | Numeric |  | Any Sex | Live or Dead | ng/mL |  |  |  | Single Occurrence
7386 | Plasma Total P-BZT Concentration | No | No | No | Yes | No | Numeric |  | Any Sex | Live or Dead | ng/mL |  |  |  | Single Occurrence
7387 | Plasma Total P-BZT LOD | No | No | No | Yes | No | Numeric |  | Any Sex | Live or Dead | ng/mL |  |  |  | Single Occurrence
7388 | Plasma Total P-BZT LOQ | No | No | No | Yes | No | Numeric |  | Any Sex | Live or Dead | ng/mL |  |  |  | Single Occurrence
7370 | Plasma Total tBu-BZT Concentration | No | No | No | Yes | No | Numeric |  | Any Sex | Live or Dead | ng/mL |  |  |  | Single Occurrence
7371 | Plasma Total tBu-BZT LOQ | No | No | No | Yes | No | Numeric |  | Any Sex | Live or Dead | ng/mL |  |  |  | Single Occurrence
7380 | Plasma Total tBuPrOcEst-BZT Concentration | No | No | No | Yes | No | Numeric |  | Any Sex | Live or Dead | ng/mL |  |  |  | Single Occurrence
7381 | Plasma Total tBuPrOcEst-BZT LOD | No | No | No | Yes | No | Numeric |  | Any Sex | Live or Dead | ng/mL |  |  |  | Single Occurrence
7382 | Plasma Total tBuPrOcEst-BZT LOQ | No | No | No | Yes | No | Numeric |  | Any Sex | Live or Dead | ng/mL |  |  |  | Single Occurrence
6964 | Plasma Vanadium Concentration | No | No | No | Yes | No | Numeric |  | Any Sex | Live or Dead | ng/mL |  |  |  | Single Occurrence
6965 | Plasma Vanadium LOD | No | No | No | Yes | No | Numeric |  | Any Sex | Live or Dead | ng/mL |  |  |  | Single Occurrence
6966 | Plasma Vanadium LOQ | No | No | No | Yes | No | Numeric |  | Any Sex | Live or Dead | ng/mL |  |  |  | Single Occurrence
1787 | Platelet count | No | No | No | Yes | No | Numeric |  | Any Sex | Live or Dead | K/uL |  |  |  | Single Occurrence
6084 | Platelet Count Optics Channel | No | No | No | Yes | No | Numeric |  | Any Sex | Live or Dead | K/uL |  |  |  | Single Occurrence
6085 | Platelet Distribution Width | No | No | No | Yes | No | Numeric |  | Any Sex | Live or Dead | fL |  |  |  | Single Occurrence
6089 | Plateletcrit | No | No | No | Yes | No | Numeric |  | Any Sex | Live or Dead |  |  |  |  | Single Occurrence
6086 | Plateletcrit Percent | No | No | No | Yes | No | Numeric |  | Any Sex | Live or Dead | % |  |  |  | Single Occurrence
1101 | Plug Present? | No | No | No | Yes | No | Alphanumeric |  | Females Only | Live Only |  |  |  |  | Specific
7108 | PM Obs Change First Off | No | No | No | Yes | No | Alphanumeric |  | Any Sex | Live or Dead |  |  |  |  | Specific
7086 | PM Obs Change First On | No | No | No | Yes | No | Alphanumeric |  | Any Sex | Live or Dead |  |  |  |  | Specific
7107 | PM Obs Consistent First Off | No | No | No | Yes | No | Alphanumeric |  | Any Sex | Live or Dead |  |  |  |  | Specific
7084 | PM Obs Consistent First On | No | No | No | Yes | No | Alphanumeric |  | Any Sex | Live or Dead |  |  |  |  | Specific
7106 | PM Observation First Off | No | No | No | Yes | No | Alphanumeric |  | Any Sex | Live or Dead |  |  |  |  | Specific
7082 | PM Observation First On | No | No | No | Yes | No | Alphanumeric |  | Any Sex | Live or Dead |  |  |  |  | Specific
5981 | PND 1 Pup Body Weight | No | No | No | No | Yes | Numeric |  | Any Sex | Live Only |  |  |  | Special Calculation | Single Occurrence |  | 1 | Not Relative to Root Measurement | 2 | Numeric Value On Day | Pup Bodyweight
5857 | PND 4 Pup R3G LOD | No | No | No | Yes | No | Numeric |  | Any Sex | Live or Dead | ng/g |  |  |  | Single Occurrence
5854 | PND 4 Pup R3G LOQ | No | No | No | Yes | No | Numeric |  | Any Sex | Live or Dead | ng/g |  |  |  | Single Occurrence
5858 | PND 4 Pup R3S LOD | No | No | No | Yes | No | Numeric |  | Any Sex | Live or Dead | ng/g |  |  |  | Single Occurrence
5855 | PND 4 Pup R3S LOQ | No | No | No | Yes | No | Numeric |  | Any Sex | Live or Dead | ng/g |  |  |  | Single Occurrence
5856 | PND 4 Pup RES LOD | No | No | No | Yes | No | Numeric |  | Any Sex | Live or Dead | ng/g |  |  |  | Single Occurrence
5853 | PND 4 Pup RES LOQ | No | No | No | Yes | No | Numeric |  | Any Sex | Live or Dead | ng/g |  |  |  | Single Occurrence
3692 | Poikilocytosis | No | No | No | Yes | No | Alphanumeric |  | Any Sex | Live or Dead |  |  |  |  | Specific
3681 | Polychromasia | No | No | No | Yes | No | Alphanumeric |  | Any Sex | Live or Dead |  |  |  |  | Specific
6876 | Pooled Female Pup Plasma Efavirenz Concentration | No | No | No | Yes | No | Numeric |  | Any Sex | Live or Dead | ng/mL |  |  |  | Single Occurrence
6874 | Pooled Female Pup Plasma Emtricitabine Concentration | No | No | No | Yes | No | Numeric |  | Any Sex | Live or Dead | ng/mL |  |  |  | Single Occurrence
6875 | Pooled Female Pup Plasma Tenofovir Concentration | No | No | No | Yes | No | Numeric |  | Any Sex | Live or Dead | ng/mL |  |  |  | Single Occurrence
6822 | Pooled Fetal Acetaminophen Concentration | No | No | No | Yes | No | Numeric |  | Any Sex | Live or Dead | ng/g |  |  |  | Single Occurrence
6825 | Pooled Fetal Acetaminophen LOD | No | No | No | Yes | No | Numeric |  | Any Sex | Live or Dead | ng/g |  |  |  | Single Occurrence
6826 | Pooled Fetal Acetaminophen LOQ | No | No | No | Yes | No | Numeric |  | Any Sex | Live or Dead | ng/g |  |  |  | Single Occurrence
6852 | Pooled Fetal Efavirenz Concentration | No | No | No | Yes | No | Numeric |  | Any Sex | Live or Dead | ng/g |  |  |  | Single Occurrence
6855 | Pooled Fetal Efavirenz LOD | No | No | No | Yes | No | Numeric |  | Any Sex | Live or Dead | ng/g |  |  |  | Single Occurrence
6858 | Pooled Fetal Efavirenz LOQ | No | No | No | Yes | No | Numeric |  | Any Sex | Live or Dead | ng/g |  |  |  | Single Occurrence
6850 | Pooled Fetal Emtricitabine Concentration | No | No | No | Yes | No | Numeric |  | Any Sex | Live or Dead | ng/g |  |  |  | Single Occurrence
6853 | Pooled Fetal Emtricitabine LOD | No | No | No | Yes | No | Numeric |  | Any Sex | Live or Dead | ng/g |  |  |  | Single Occurrence
6856 | Pooled Fetal Emtricitabine LOQ | No | No | No | Yes | No | Numeric |  | Any Sex | Live or Dead | ng/g |  |  |  | Single Occurrence
7424 | Pooled Fetal HCA Concentration | No | No | No | Yes | No | Numeric |  | Any Sex | Live or Dead | ng/g |  |  |  | Single Occurrence
6587 | Pooled Fetal MPEP Concentration | No | No | No | Yes | No | Numeric |  | Any Sex | Live or Dead | ng/g |  |  |  | Single Occurrence
6588 | Pooled Fetal MPEP Concentration - LOD | No | No | No | Yes | No | Numeric |  | Any Sex | Live or Dead | ng/g |  |  |  | Single Occurrence
6589 | Pooled Fetal MPEP Concentration - LOQ | No | No | No | Yes | No | Numeric |  | Any Sex | Live or Dead | ng/g |  |  |  | Single Occurrence
6851 | Pooled Fetal Tenofovir Concentration | No | No | No | Yes | No | Numeric |  | Any Sex | Live or Dead | ng/g |  |  |  | Single Occurrence
6854 | Pooled Fetal Tenofovir LOD | No | No | No | Yes | No | Numeric |  | Any Sex | Live or Dead | ng/g |  |  |  | Single Occurrence
6857 | Pooled Fetal Tenofovir LOQ | No | No | No | Yes | No | Numeric |  | Any Sex | Live or Dead | ng/g |  |  |  | Single Occurrence
6766 | Pooled Fetal Thallium Concentration | No | No | No | Yes | No | Numeric |  | Any Sex | Live or Dead | ng/mL |  |  |  | Single Occurrence
6873 | Pooled Male Pup Plasma Efavirenz Concentration | No | No | No | Yes | No | Numeric |  | Any Sex | Live or Dead | ng/mL |  |  |  | Single Occurrence
6871 | Pooled Male Pup Plasma Emtricitabine Concentration | No | No | No | Yes | No | Numeric |  | Any Sex | Live or Dead | ng/mL |  |  |  | Single Occurrence
6872 | Pooled Male Pup Plasma Tenofovir Concentration | No | No | No | Yes | No | Numeric |  | Any Sex | Live or Dead | ng/mL |  |  |  | Single Occurrence
6861 | Pooled Pup Plasma Efavirenz Concentration | No | No | No | Yes | No | Numeric |  | Any Sex | Live or Dead | ng/mL |  |  |  | Single Occurrence
6859 | Pooled Pup Plasma Emtricitabine Concentration | No | No | No | Yes | No | Numeric |  | Any Sex | Live or Dead | ng/mL |  |  |  | Single Occurrence
6860 | Pooled Pup Plasma Tenofovir Concentration | No | No | No | Yes | No | Numeric |  | Any Sex | Live or Dead | ng/mL |  |  |  | Single Occurrence
3083 | Potassium | No | No | No | Yes | No | Numeric |  | Any Sex | Live or Dead | mmol/L |  |  |  | Single Occurrence
2368 | Pre-coital Interval | No | No | No | Yes | No | Numeric |  | Females Only | Live or Dead | Days |  |  | User Defined Formula | Single Occurrence |  |  |  | 0 |  |  |  | (A.DATE-B.DATE).DAYS | A | Mated Date | Not Null (calculation fails if measurement is null)
2368 | Pre-coital Interval | No | No | No | Yes | No | Numeric |  | Females Only | Live or Dead | Days |  |  | User Defined Formula | Single Occurrence |  |  |  | 0 |  |  |  | (A.DATE-B.DATE).DAYS | B | Pairing Date/Time | Not Null (calculation fails if measurement is null)
165 | Pre-Cull - Live Female Pups | No | No | No | Yes | No | Numeric |  | Females Only | Live or Dead |  |  |  |  | Specific
164 | Pre-Cull - Live Male Pups | No | No | No | Yes | No | Numeric |  | Females Only | Live or Dead |  |  |  |  | Specific
167 | Pre-Cull - Live Total Pups | No | No | No | Yes | No | Special Numeric |  | Females Only | Live or Dead |  |  |  | User Defined Formula | Specific | [7 empty] | A+B+C | A | Pre-Cull - Live Male Pups | Nullable
167 | Pre-Cull - Live Total Pups | No | No | No | Yes | No | Special Numeric |  | Females Only | Live or Dead |  |  |  | User Defined Formula | Specific | [7 empty] | A+B+C | B | Pre-Cull - Live Female Pups | Nullable
167 | Pre-Cull - Live Total Pups | No | No | No | Yes | No | Special Numeric |  | Females Only | Live or Dead |  |  |  | User Defined Formula | Specific | [7 empty] | A+B+C | C | Pre-Cull - Live Unsexed Pups | Nullable
166 | Pre-Cull - Live Unsexed Pups | No | No | No | Yes | No | Numeric |  | Females Only | Live or Dead |  |  |  |  | Specific
64 | Pregnancy Type | No | No | No | Yes | No | Numeric |  | Females Only | Dead Only |  |  |  |  | Single Occurrence
1570 | Pregnant Count | No | Yes | No | No | No | Numeric | [6 empty] | Summary Calculation | Single Occurrence | Across Subjects |  | Not Relative to Root Measurement | 0 | Count Positives | Pregnant?
65 | Pregnant? | No | No | No | Yes | No | Boolean (0 No, 1 Yes) |  | Females Only | Live or Dead |  | Yes | No |  | Single Occurrence
1194 | Preputial Gland Weight | No | No | No | Yes | No | Numeric |  | Males Only | Dead Only | g |  |  |  | Single Occurrence
3826 | Preputial Gland/Brain Weight (%) | No | No | No | Yes | No | Numeric |  | Males Only | Dead Only | % |  |  | User Defined Formula | Single Occurrence |  |  |  | 4 |  |  |  | A/B*100 | A | Preputial Gland Weight | Not Null (calculation fails if measurement is null)
3826 | Preputial Gland/Brain Weight (%) | No | No | No | Yes | No | Numeric |  | Males Only | Dead Only | % |  |  | User Defined Formula | Single Occurrence |  |  |  | 4 |  |  |  | A/B*100 | B | Brain Weight | Not Null (calculation fails if measurement is null)
2625 | Preputial Glands Terminal BW (mg/g) | No | No | No | Yes | No | Numeric |  | Any Sex | Live or Dead | mg/g |  |  | User Defined Formula | Single Occurrence |  |  |  | 2 |  |  |  | (A*1000)/B | A | Preputial Gland Weight | Not Null (calculation fails if measurement is null)
2625 | Preputial Glands Terminal BW (mg/g) | No | No | No | Yes | No | Numeric |  | Any Sex | Live or Dead | mg/g |  |  | User Defined Formula | Single Occurrence |  |  |  | 2 |  |  |  | (A*1000)/B | B | Terminal Bodyweight | Not Null (calculation fails if measurement is null)
4335 | Primary Follicle Ratio Left Ovary | No | No | No | Yes | No | Numeric |  | Females Only | Live or Dead |  |  |  | User Defined Formula | Single Occurrence |  |  |  | 2 |  |  |  | A / B | A | Total Primary Ovarian Follicles Left Ovary | Not Null (calculation fails if measurement is null)
4335 | Primary Follicle Ratio Left Ovary | No | No | No | Yes | No | Numeric |  | Females Only | Live or Dead |  |  |  | User Defined Formula | Single Occurrence |  |  |  | 2 |  |  |  | A / B | B | Total Ovarian Follicles Left Ovary | Not Null (calculation fails if measurement is null)
4336 | Primary Follicle Ratio Right Ovary | No | No | No | Yes | No | Numeric |  | Females Only | Live or Dead |  |  |  | User Defined Formula | Single Occurrence |  |  |  | 2 |  |  |  | A / B | A | Total Primary Ovarian Follicles Right Ovary | Not Null (calculation fails if measurement is null)
4336 | Primary Follicle Ratio Right Ovary | No | No | No | Yes | No | Numeric |  | Females Only | Live or Dead |  |  |  | User Defined Formula | Single Occurrence |  |  |  | 2 |  |  |  | A / B | B | Total Ovarian Follicles Right Ovary | Not Null (calculation fails if measurement is null)
4271 | Primary Follicles Left Ovary Section 1 | No | No | No | Yes | No | Numeric |  | Females Only | Live or Dead |  |  |  |  | Single Occurrence
4272 | Primary Follicles Left Ovary Section 2 | No | No | No | Yes | No | Numeric |  | Females Only | Live or Dead |  |  |  |  | Single Occurrence
4273 | Primary Follicles Left Ovary Section 3 | No | No | No | Yes | No | Numeric |  | Females Only | Live or Dead |  |  |  |  | Single Occurrence
4274 | Primary Follicles Left Ovary Section 4 | No | No | No | Yes | No | Numeric |  | Females Only | Live or Dead |  |  |  |  | Single Occurrence
4275 | Primary Follicles Left Ovary Section 5 | No | No | No | Yes | No | Numeric |  | Females Only | Live or Dead |  |  |  |  | Single Occurrence
4276 | Primary Follicles Right Ovary Section 1 | No | No | No | Yes | No | Numeric |  | Females Only | Live or Dead |  |  |  |  | Single Occurrence
4277 | Primary Follicles Right Ovary Section 2 | No | No | No | Yes | No | Numeric |  | Females Only | Live or Dead |  |  |  |  | Single Occurrence
4278 | Primary Follicles Right Ovary Section 3 | No | No | No | Yes | No | Numeric |  | Females Only | Live or Dead |  |  |  |  | Single Occurrence
4279 | Primary Follicles Right Ovary Section 4 | No | No | No | Yes | No | Numeric |  | Females Only | Live or Dead |  |  |  |  | Single Occurrence
4280 | Primary Follicles Right Ovary Section 5 | No | No | No | Yes | No | Numeric |  | Females Only | Live or Dead |  |  |  |  | Single Occurrence
4332 | Primordial Follicle Ratio Left Ovary | No | No | No | Yes | No | Numeric |  | Females Only | Live or Dead |  |  |  | User Defined Formula | Single Occurrence |  |  |  | 2 |  |  |  | A / B | A | Total Primordial Ovarian Follicles Left Ovary | Not Null (calculation fails if measurement is null)
4332 | Primordial Follicle Ratio Left Ovary | No | No | No | Yes | No | Numeric |  | Females Only | Live or Dead |  |  |  | User Defined Formula | Single Occurrence |  |  |  | 2 |  |  |  | A / B | B | Total Ovarian Follicles Left Ovary | Not Null (calculation fails if measurement is null)
4333 | Primordial Follicle Ratio Right Ovary | No | No | No | Yes | No | Numeric |  | Females Only | Live or Dead |  |  |  | User Defined Formula | Single Occurrence |  |  |  | 2 |  |  |  | A / B | A | Total Primordial Ovarian Follicles Right Ovary | Not Null (calculation fails if measurement is null)
4333 | Primordial Follicle Ratio Right Ovary | No | No | No | Yes | No | Numeric |  | Females Only | Live or Dead |  |  |  | User Defined Formula | Single Occurrence |  |  |  | 2 |  |  |  | A / B | B | Total Ovarian Follicles Right Ovary | Not Null (calculation fails if measurement is null)
4261 | Primordial Follicles Left Ovary Section 1 | No | No | No | Yes | No | Numeric |  | Females Only | Live or Dead |  |  |  |  | Single Occurrence
4262 | Primordial Follicles Left Ovary Section 2 | No | No | No | Yes | No | Numeric |  | Females Only | Live or Dead |  |  |  |  | Single Occurrence
4263 | Primordial Follicles Left Ovary Section 3 | No | No | No | Yes | No | Numeric |  | Females Only | Live or Dead |  |  |  |  | Single Occurrence
4264 | Primordial Follicles Left Ovary Section 4 | No | No | No | Yes | No | Numeric |  | Females Only | Live or Dead |  |  |  |  | Single Occurrence
4265 | Primordial Follicles Left Ovary Section 5 | No | No | No | Yes | No | Numeric |  | Females Only | Live or Dead |  |  |  |  | Single Occurrence
4266 | Primordial Follicles Right Ovary Section 1 | No | No | No | Yes | No | Numeric |  | Females Only | Live or Dead |  |  |  |  | Single Occurrence
4267 | Primordial Follicles Right Ovary Section 2 | No | No | No | Yes | No | Numeric |  | Females Only | Live or Dead |  |  |  |  | Single Occurrence
4268 | Primordial Follicles Right Ovary Section 3 | No | No | No | Yes | No | Numeric |  | Females Only | Live or Dead |  |  |  |  | Single Occurrence
4269 | Primordial Follicles Right Ovary Section 4 | No | No | No | Yes | No | Numeric |  | Females Only | Live or Dead |  |  |  |  | Single Occurrence
4270 | Primordial Follicles Right Ovary Section 5 | No | No | No | Yes | No | Numeric |  | Females Only | Live or Dead |  |  |  |  | Single Occurrence
2420 | Progressive Cell % (IVOS) | No | No | No | Yes | No | Numeric |  | Males Only | Live or Dead | % |  |  |  | Specific
2419 | Progressive Cell Conc. (IVOS) | No | No | No | Yes | No | Numeric |  | Males Only | Live or Dead |  |  |  |  | Specific
2417 | Progressive Cell Count (IVOS) | No | No | No | Yes | No | Numeric |  | Males Only | Live or Dead |  |  |  |  | Specific
2418 | Progressive Cell Sample (IVOS) | No | No | No | Yes | No | Numeric |  | Males Only | Live or Dead |  |  |  |  | Specific
4525 | Progressive Motility (IVOS) | No | No | No | Yes | No | Numeric |  | Males Only | Live or Dead | % |  |  |  | Single Occurrence
2404 | Progressive Velicity (IVOS) | No | No | No | Yes | No | Numeric |  | Males Only | Live or Dead | um/second |  |  |  | Specific
1122 | Prolactin | No | No | No | Yes | No | Numeric |  | Any Sex | Live or Dead |  |  |  |  | Specific
6322 | Proliferation | No | No | No | Yes | No | Numeric |  | Any Sex | Live or Dead | RFU x 10^4 |  |  | User Defined Formula | Single Occurrence |  |  |  | 0 |  |  |  | (A*B)/10000 | A | Average Count (FLOW) | Not Null (calculation fails if measurement is null)
6322 | Proliferation | No | No | No | Yes | No | Numeric |  | Any Sex | Live or Dead | RFU x 10^4 |  |  | User Defined Formula | Single Occurrence |  |  |  | 0 |  |  |  | (A*B)/10000 | B | Average EdU MFI | Not Null (calculation fails if measurement is null)
4986 | Promyelocyte | No | No | No | Yes | No | Numeric |  | Any Sex | Live or Dead | # cells counted |  |  |  | Single Occurrence
4982 | Prorubricyte | No | No | No | Yes | No | Numeric |  | Any Sex | Live or Dead | # cells counted |  |  |  | Single Occurrence
1226 | Prostate Gland Weight | No | No | No | Yes | No | Numeric | Organ Weight | Males Only | Dead Only | g |  |  |  | Single Occurrence
2629 | Prostate Terminal BW (mg/g) | No | No | No | Yes | No | Numeric |  | Any Sex | Live or Dead | mg/g |  |  | User Defined Formula | Single Occurrence |  |  |  | 2 |  |  |  | (A*1000)/B | A | Prostate Gland Weight | Not Null (calculation fails if measurement is null)
2629 | Prostate Terminal BW (mg/g) | No | No | No | Yes | No | Numeric |  | Any Sex | Live or Dead | mg/g |  |  | User Defined Formula | Single Occurrence |  |  |  | 2 |  |  |  | (A*1000)/B | B | Terminal Bodyweight | Not Null (calculation fails if measurement is null)
6165 | Pulmonary CYP1A1 | No | No | No | Yes | No | Numeric |  | Any Sex | Live or Dead | pmol/min/mg protein |  |  |  | Single Occurrence
6166 | Pulmonary Microsomal Pretein Concentration | No | No | No | Yes | No | Numeric |  | Any Sex | Live or Dead | mg/ml |  |  |  | Single Occurrence
2462 | Pup Anogenital Distance | No | No | No | No | Yes | Numeric |  | Any Sex | Live or Dead | mm |  |  | User Defined Formula | Specific |  |  |  | 1 |  |  |  | IIF(A,A/B,C) | A | Anogenital Distance grid | Nullable
2462 | Pup Anogenital Distance | No | No | No | No | Yes | Numeric |  | Any Sex | Live or Dead | mm |  |  | User Defined Formula | Specific |  |  |  | 1 |  |  |  | IIF(A,A/B,C) | B | AGD Scope Calibration Value | Nullable
2462 | Pup Anogenital Distance | No | No | No | No | Yes | Numeric |  | Any Sex | Live or Dead | mm |  |  | User Defined Formula | Specific |  |  |  | 1 |  |  |  | IIF(A,A/B,C) | C | AGD Caliper | Nullable
28 | Pup Bodyweight | No | No | No | No | Yes | Numeric |  | Any Sex | Live or Dead | g |  |  |  | Specific
279 | Pup Bodyweight at Food Period End | No | No | No | No | Yes | Numeric |  | Any Sex | Live or Dead | g |  |  | Special Calculation | Range |  |  |  | 1 | Pup Food Last Bodyweight | Pup Bodyweight | [6 empty] | This endpoint returns the last individual pup bodyweight found in the Food Consumption period. (All the weights in the litter are then summed up in another endpoint to give the total weight of the litter at that point. This is then added to the weight of the Dam for the calculation of the mg/kg (of bodyweight) value of the dose achieved). Note that the calculation is sensitive to a protocol setting that defines, in effect, when the pups begin to eat the Food. Values before that Day of Lactation are not returned. Values for unidentified pups are not returned either.
278 | Pup Bodyweight at Food Period Mean | No | No | No | No | Yes | Numeric |  | Any Sex | Live or Dead | g |  |  | Special Calculation | Range |  |  |  | 1 | Pup Food Mean Bodyweight | Pup Bodyweight | [6 empty] | This endpoint returns the mean of the individual pup bodyweight found in the Food Consumption period. (All the weights in the litter are then summed up in another endpoint to give the total weight of the litter at that point. This is then added to the weight of the Dam for the calculation of the mg/kg (of bodyweight) value of the dose achieved). Note that the calculation is sensitive to a protocol setting that defines, in effect, when the pups begin to eat the Food. Values before that Day of Lactation are not returned. Values for unidentified pups are not returned either.
277 | Pup Bodyweight at Food Period Midpoint | No | No | No | No | Yes | Numeric |  | Any Sex | Live or Dead | g |  |  | Special Calculation | Range |  |  |  | 1 | Pup Food Midpoint Bodyweight | Pup Bodyweight | [6 empty] | This endpoint returns the midpoint individual pup bodyweight found in the Food Consumption period (that is the mean of the first and last values in the period). (All the weights in the litter are then summed up in another endpoint to give the total weight of the litter at that point. This is then added to the weight of the Dam for the calculation of the mg/kg (of bodyweight) value of the dose achieved). Note that the calculation is sensitive to a protocol setting that defines, in effect, when the pups begin to eat the Food. Values before that Day of Lactation are not returned. Values for unidentified pups are not returned either.
280 | Pup Bodyweight at Food Period Start | No | No | No | No | Yes | Numeric |  | Any Sex | Live or Dead | g |  |  | Special Calculation | Range |  |  |  | 1 | Pup Food First Bodyweight | Pup Bodyweight | [6 empty] | This endpoint returns the first individual pup bodyweight found in the Food Consumption period. (All the weights in the litter are then summed up in another endpoint to give the total weight of the litter at that point. This is then added to the weight of the Dam for the calculation of the mg/kg (of bodyweight) value of the dose achieved). Note that the calculation is sensitive to a protocol setting that defines, in effect, when the pups begin to eat the Food. Values before that Day of Lactation are not returned. Values for unidentified pups are not returned either.
275 | Pup Bodyweight at Water Period End | No | No | No | No | Yes | Numeric |  | Any Sex | Live or Dead | g |  |  | Special Calculation | Range |  |  |  | 1 | Pup Water Last Bodyweight | Pup Bodyweight | [6 empty] | This endpoint returns the last individual pup bodyweight found in the Water Consumption period. (All the weights in the litter are then summed up in another endpoint to give the total weight of the litter at that point. This is then added to the weight of the Dam for the calculation of the mg/kg (of bodyweight) value of the dose achieved). Note that the calculation is sensitive to a protocol setting that defines, in effect, when the pups begin to eat the Food. Values before that Day of Lactation are not returned. Values for unidentified pups are not returned either.
274 | Pup Bodyweight at Water Period Mean | No | No | No | No | Yes | Numeric |  | Any Sex | Live or Dead | g |  |  | Special Calculation | Range |  |  |  | 1 | Pup Water Mean Bodyweight | Pup Bodyweight | [6 empty] | This endpoint returns the mean of the individual pup bodyweight found in the Water Consumption period. (All the weights in the litter are then summed up in another endpoint to give the total weight of the litter at that point. This is then added to the weight of the Dam for the calculation of the mg/kg (of bodyweight) value of the dose achieved). Note that the calculation is sensitive to a protocol setting that defines, in effect, when the pups begin to eat the Food. Values before that Day of Lactation are not returned. Values for unidentified pups are not returned either.
273 | Pup Bodyweight at Water Period Midpoint | No | No | No | No | Yes | Numeric |  | Any Sex | Live or Dead | g |  |  | Special Calculation | Range |  |  |  | 1 | Pup Water Midpoint Bodyweight | Pup Bodyweight | [6 empty] | This endpoint returns the midpoint individual pup bodyweight found in the Water Consumption period (that is the mean of the first and last values in the period). (All the weights in the litter are then summed up in another endpoint to give the total weight of the litter at that point. This is then added to the weight of the Dam for the calculation of the mg/kg (of bodyweight) value of the dose achieved). Note that the calculation is sensitive to a protocol setting that defines, in effect, when the pups begin to eat the Food. Values before that Day of Lactation are not returned. Values for unidentified pups are not returned either.
276 | Pup Bodyweight at Water Period Start | No | No | No | No | Yes | Numeric |  | Any Sex | Live or Dead | g |  |  | Special Calculation | Range |  |  |  | 1 | Pup Water First Bodyweight | Pup Bodyweight | [6 empty] | This endpoint returns the first individual pup bodyweight found in the Water Consumption period. (All the weights in the litter are then summed up in another endpoint to give the total weight of the litter at that point. This is then added to the weight of the Dam for the calculation of the mg/kg (of bodyweight) value of the dose achieved). Note that the calculation is sensitive to a protocol setting that defines, in effect, when the pups begin to eat the Food. Values before that Day of Lactation are not returned. Values for unidentified pups are not returned either.
1561 | Pup BW Gain | No | No | No | No | Yes | Numeric |  | Any Sex | Live or Dead | g |  |  | Summary Calculation | Range | Across Time |  | Relative to Root Measurement | 0 | Absolute Gain | Pup Bodyweight
1562 | Pup BW Gain per Litter | No | No | No | Yes | No | Numeric |  | Any Sex | Live or Dead | g |  |  | Summary Calculation | Range | Across Subjects |  | Relative to Root Measurement | 0 | Mean | Pup BW Gain
1564 | Pup BW Gain per Litter - Females | No | No | No | Yes | No | Numeric |  | Any Sex | Live or Dead | g |  |  | Summary Calculation | Range | Across Subjects |  | Relative to Root Measurement | 0 | Mean Females | Pup BW Gain
1563 | Pup BW Gain per Litter - Males | No | No | No | Yes | No | Numeric |  | Any Sex | Live or Dead | g |  |  | Summary Calculation | Range | Across Subjects |  | Relative to Root Measurement | 0 | Mean Males | Pup BW Gain
1534 | Pup BW Litter Mean | No | No | No | Yes | No | Numeric |  | Any Sex | Live or Dead | g |  |  | Summary Calculation | Specific | Across Subjects |  | Relative to Root Measurement | 0 | Mean | Pup Bodyweight
1536 | Pup BW Litter Mean - Female | No | No | No | Yes | No | Numeric |  | Any Sex | Live or Dead | g |  |  | Summary Calculation | Specific | Across Subjects |  | Relative to Root Measurement | 0 | Mean Females | Pup Bodyweight
1535 | Pup BW Litter Mean - Male | No | No | No | Yes | No | Numeric |  | Any Sex | Live or Dead | g |  |  | Summary Calculation | Specific | Across Subjects |  | Relative to Root Measurement | 0 | Mean Males | Pup Bodyweight
52 | Pup Dead Total Weight | No | No | No | Yes | No | Special Numeric |  | Females Only | Live Only | g |  |  | User Defined Formula | Specific |  |  |  | 0 |  |  |  | A+B+C | A | Pup Male Dead Weight | Nullable
52 | Pup Dead Total Weight | No | No | No | Yes | No | Special Numeric |  | Females Only | Live Only | g |  |  | User Defined Formula | Specific |  |  |  | 0 |  |  |  | A+B+C | B | Pup Female Dead Weight | Nullable
52 | Pup Dead Total Weight | No | No | No | Yes | No | Special Numeric |  | Females Only | Live Only | g |  |  | User Defined Formula | Specific |  |  |  | 0 |  |  |  | A+B+C | C | Pup Unsexed Dead Weight | Nullable
1037 | Pup Dose Volume | No | No | No | No | Yes | Numeric |  | Any Sex | Live Only | ml |  |  |  | Specific
4962 | Pup Female | No | No | No | No | Yes | Boolean (0 No, 1 Yes) |  | Any Sex | Live or Dead |  |  |  | Special Calculation | Single Occurrence |  |  |  |  | Female Pup
50 | Pup Female Dead Weight | No | No | No | Yes | No | Numeric |  | Females Only | Live Only | g |  |  |  | Specific
46 | Pup Female Live Weight | No | No | No | Yes | No | Numeric |  | Females Only | Live Only | g |  |  |  | Specific
138 | Pup Finding (Do Not Use) | No | No | No | No | Yes | Boolean (0 No, 1 Yes) |  | Any Sex | Live or Dead |  | Yes | No |  | Single Occurrence | [12 empty] | This measurement simply acts as a placeholder for a fixed measurement and provides a way of changing its description. It is not intended for selection within either data collection or data analysis.
140 | Pup Finding - Group Pup Incidence % (Do Not Use) | No | Yes | No | No | No | Numeric |  | Females Only | Live or Dead |  |  |  | User Defined Formula | Single Occurrence |  |  | Not Relative to Root Measurement | 1 |  |  |  | (A/B)*100 | A | Pup Finding - Group Pup Incidence (N) (Do Not Use) | Not Null (calculation fails if measurement is null) |  | This measurement simply acts as a placeholder for a fixed measurement and provides a way of changing its description. It is not intended for selection within either data collection or data analysis.
140 | Pup Finding - Group Pup Incidence % (Do Not Use) | No | Yes | No | No | No | Numeric |  | Females Only | Live or Dead |  |  |  | User Defined Formula | Single Occurrence |  |  | Not Relative to Root Measurement | 1 |  |  |  | (A/B)*100 | B | Pup Finding - Group Pup Population (N) | Not Null (calculation fails if measurement is null) |  | This measurement simply acts as a placeholder for a fixed measurement and provides a way of changing its description. It is not intended for selection within either data collection or data analysis.
141 | Pup Finding - Group Pup Incidence (N) (Do Not Use) | No | Yes | No | No | No | Numeric |  | Females Only | Live or Dead |  |  |  | Summary Calculation | Single Occurrence | Across Subjects |  | Not Relative to Root Measurement | 0 | Sum | Pup Finding - Pup Incidence | [6 empty] | This measurement simply acts as a placeholder for a fixed measurement and provides a way of changing its description. It is not intended for selection within either data collection or data analysis.
142 | Pup Finding - Group Pup Population (N) | No | Yes | No | No | No | Numeric |  | Females Only | Live or Dead |  |  |  | Summary Calculation | Single Occurrence | Across Subjects |  | Not Relative to Root Measurement | 0 | Sum | Pup Finding - Pup Population (Do Not Use) | [6 empty] | This measurement simply acts as a placeholder for a fixed measurement and provides a way of changing its description. It is not intended for selection within either data collection or data analysis.
144 | Pup Finding - Litter Incidence | No | No | No | Yes | No | Boolean (0 No, 1 Yes) |  | Females Only | Live or Dead |  | Yes | No | Summary Calculation | Single Occurrence | Across Subjects |  | Not Relative to Root Measurement | 0 | Incidence Summary | Pup Finding (Do Not Use) | [6 empty] | This measurement simply acts as a placeholder for a fixed measurement and provides a way of changing its description. It is not intended for selection within either data collection or data analysis.
145 | Pup Finding - Litter Percentage | No | No | No | Yes | No | Numeric |  | Females Only | Live or Dead |  |  |  | Summary Calculation | Single Occurrence | Across Subjects |  | Not Relative to Root Measurement | 1 | Proportion Percent | Pup Finding (Do Not Use) | [6 empty] | This measurement simply acts as a placeholder for a fixed measurement and provides a way of changing its description. It is not intended for selection within either data collection or data analysis.
139 | Pup Finding - Pup Incidence | No | No | No | Yes | No | Numeric |  | Females Only | Live or Dead |  |  |  | Summary Calculation | Single Occurrence | Across Subjects |  | Not Relative to Root Measurement | 0 | Count Positives | Pup Finding (Do Not Use) | [6 empty] | This measurement simply acts as a placeholder for a fixed measurement and provides a way of changing its description. It is not intended for selection within either data collection or data analysis.
143 | Pup Finding - Pup Population (Do Not Use) | No | No | No | Yes | No | Numeric |  | Females Only | Live or Dead |  |  |  | Summary Calculation | Single Occurrence | Across Subjects |  | Not Relative to Root Measurement | 0 | Count (N) | Pup Finding (Do Not Use) | [6 empty] | This measurement simply acts as a placeholder for a fixed measurement and provides a way of changing its description. It is not intended for selection within either data collection or data analysis.
7438 | Pup HCA LOD | No | No | No | Yes | No | Numeric |  | Any Sex | Live or Dead | ng/mL |  |  |  | Single Occurrence
7437 | Pup HCA LOQ | No | No | No | Yes | No | Numeric |  | Any Sex | Live or Dead | ng/mL |  |  |  | Single Occurrence
48 | Pup Live Total Weight | No | No | No | Yes | No | Special Numeric |  | Females Only | Live Only | g |  |  | User Defined Formula | Specific |  |  |  | 0 |  |  |  | A+B+C | A | Pup Male Live Weight | Nullable
48 | Pup Live Total Weight | No | No | No | Yes | No | Special Numeric |  | Females Only | Live Only | g |  |  | User Defined Formula | Specific |  |  |  | 0 |  |  |  | A+B+C | B | Pup Female Live Weight | Nullable
48 | Pup Live Total Weight | No | No | No | Yes | No | Special Numeric |  | Females Only | Live Only | g |  |  | User Defined Formula | Specific |  |  |  | 0 |  |  |  | A+B+C | C | Pup Unsexed Live Weight | Nullable
4961 | Pup Male | No | No | No | No | Yes | Boolean (0 No, 1 Yes) |  | Any Sex | Live or Dead |  |  |  | Special Calculation | Single Occurrence |  |  |  |  | Male Pup
49 | Pup Male Dead Weight | No | No | No | Yes | No | Numeric |  | Females Only | Live Only | g |  |  |  | Specific
45 | Pup Male Live Weight | No | No | No | Yes | No | Numeric |  | Females Only | Live Only | g |  |  |  | Specific
5637 | PUP MBP A | No | No | No | Yes | No | Numeric |  | Any Sex | Live or Dead | ng/g |  |  |  | Specific
5661 | PUP MBP B | No | No | No | Yes | No | Numeric |  | Any Sex | Live or Dead | ng/g |  |  |  | Specific
5662 | PUP MBP C | No | No | No | Yes | No | Numeric |  | Any Sex | Live or Dead | ng/g |  |  |  | Specific
5663 | PUP MBP D | No | No | No | Yes | No | Numeric |  | Any Sex | Live or Dead | ng/g |  |  |  | Specific
5636 | PUP MBP LOD | No | No | No | Yes | No | Numeric |  | Any Sex | Live or Dead | ng/g |  |  |  | Specific
5638 | PUP MBP LOQ | No | No | No | Yes | No | Numeric |  | Any Sex | Live or Dead | ng/g |  |  |  | Specific
7167 | Pup NBBS Concentration | No | No | No | Yes | No | Numeric |  | Any Sex | Live or Dead | ng/g |  |  |  | Single Occurrence
7168 | Pup NBBS LOD | No | No | No | Yes | No | Numeric |  | Any Sex | Live or Dead | ng/g |  |  |  | Single Occurrence
7169 | Pup NBBS LOQ | No | No | No | Yes | No | Numeric |  | Any Sex | Live or Dead | ng/g |  |  |  | Single Occurrence
5851 | Pup P3G LOD | No | No | No | Yes | No | Numeric |  | Any Sex | Live or Dead | ng/mL |  |  |  | Single Occurrence
6870 | Pup Plasma Efavirenz Concentration | No | No | No | No | Yes | Numeric |  | Any Sex | Live or Dead | ng/mL |  |  |  | Single Occurrence
6864 | Pup Plasma Efavirenz LOD | No | No | No | Yes | Yes | Numeric |  | Any Sex | Live or Dead | ng/mL |  |  |  | Single Occurrence
6867 | Pup Plasma Efavirenz LOQ | No | No | No | Yes | Yes | Numeric |  | Any Sex | Live or Dead | ng/mL |  |  |  | Single Occurrence
6868 | Pup Plasma Emtricitabine Concentration | No | No | No | No | Yes | Numeric |  | Any Sex | Live or Dead | ng/mL |  |  |  | Single Occurrence
6862 | Pup Plasma Emtricitabine LOD | No | No | No | Yes | Yes | Numeric |  | Any Sex | Live or Dead | ng/mL |  |  |  | Single Occurrence
6865 | Pup Plasma Emtricitabine LOQ | No | No | No | Yes | Yes | Numeric |  | Any Sex | Live or Dead | ng/mL |  |  |  | Single Occurrence
6869 | Pup Plasma Tenofovir Concentration | No | No | No | No | Yes | Numeric |  | Any Sex | Live or Dead | ng/mL |  |  |  | Single Occurrence
6863 | Pup Plasma Tenofovir LOD | No | No | No | Yes | Yes | Numeric |  | Any Sex | Live or Dead | ng/mL |  |  |  | Single Occurrence
6866 | Pup Plasma Tenofovir LOQ | No | No | No | Yes | Yes | Numeric |  | Any Sex | Live or Dead | ng/mL |  |  |  | Single Occurrence
6767 | Pup Plasma Thallium Concentration | No | No | No | No | Yes | Numeric |  | Any Sex | Live or Dead | ng/mL |  |  |  | Single Occurrence
5829 | Pup PND 21 R3G | No | No | No | Yes | No | Numeric |  | Any Sex | Live or Dead | ng/mL |  |  |  | Single Occurrence
5830 | Pup PND 21 R3S | No | No | No | Yes | No | Numeric |  | Any Sex | Live or Dead | ng/mL |  |  |  | Single Occurrence
5828 | Pup PND 21 RES | No | No | No | Yes | No | Numeric |  | Any Sex | Live or Dead | ng/mL |  |  |  | Single Occurrence
5826 | Pup PND 4 R3G | No | No | No | Yes | No | Numeric |  | Any Sex | Live or Dead | ng/g |  |  |  | Single Occurrence
5827 | Pup PND 4 R3S | No | No | No | Yes | No | Numeric |  | Any Sex | Live or Dead | ng/g |  |  |  | Single Occurrence
5825 | Pup PND 4 RES | No | No | No | Yes | No | Numeric |  | Any Sex | Live or Dead | ng/g |  |  |  | Single Occurrence
5832 | Pup R3G LOQ | No | No | No | Yes | No | Numeric |  | Any Sex | Live or Dead | ng/mL |  |  |  | Single Occurrence
5852 | Pup R3S LOD | No | No | No | Yes | No | Numeric |  | Any Sex | Live or Dead | ng/mL |  |  |  | Single Occurrence
5833 | Pup R3S LOQ | No | No | No | Yes | No | Numeric |  | Any Sex | Live or Dead | ng/mL |  |  |  | Single Occurrence
6768 | Pup RBC Thallium Concentration | No | No | No | No | Yes | Numeric |  | Any Sex | Live or Dead | ng/mL |  |  |  | Single Occurrence
2542 | Pup Removal Day | No | No | No | No | Yes | Numeric |  | Any Sex | Live or Dead |  |  |  | Special Calculation | Specific |  |  |  | 0 | Special Calc Pup Removal Day
5850 | Pup RES LOD | No | No | No | Yes | No | Numeric |  | Any Sex | Live or Dead | ng/mL |  |  |  | Single Occurrence
5831 | Pup RES LOQ | No | No | No | Yes | No | Numeric |  | Any Sex | Live or Dead | ng/mL |  |  |  | Single Occurrence
2541 | Pup Scheduled Removal | No | No | No | No | Yes | Boolean (0 No, 1 Yes) |  | Any Sex | Live or Dead |  |  |  | Special Calculation | Single Occurrence |  |  |  |  | Pup Scheduled Death
152 | Pup Sex | No | No | No | No | Yes | Alphanumeric |  | Any Sex | Live or Dead |  |  |  | Special Calculation | Single Occurrence |  |  |  |  | SpecialCalcPupSex | [7 empty] | This Endpoint is created for use in FPA/PNA reports.
1141 | Pup terminal BW | No | No | No | No | Yes | Numeric | Bodyweight | Any Sex | Live or Dead | g |  |  |  | Specific
53 | Pup Total Litter Weight | No | No | No | Yes | No | Special Numeric |  | Females Only | Live Only | g |  |  | Saved User Defined Formula | Specific |  |  |  | 0 |  |  |  | A+B+C+D+E+F | A | Pup Male Live Weight | Nullable
53 | Pup Total Litter Weight | No | No | No | Yes | No | Special Numeric |  | Females Only | Live Only | g |  |  | Saved User Defined Formula | Specific |  |  |  | 0 |  |  |  | A+B+C+D+E+F | B | Pup Female Live Weight | Nullable
53 | Pup Total Litter Weight | No | No | No | Yes | No | Special Numeric |  | Females Only | Live Only | g |  |  | Saved User Defined Formula | Specific |  |  |  | 0 |  |  |  | A+B+C+D+E+F | C | Pup Unsexed Live Weight | Nullable
53 | Pup Total Litter Weight | No | No | No | Yes | No | Special Numeric |  | Females Only | Live Only | g |  |  | Saved User Defined Formula | Specific |  |  |  | 0 |  |  |  | A+B+C+D+E+F | D | Pup Male Dead Weight | Nullable
53 | Pup Total Litter Weight | No | No | No | Yes | No | Special Numeric |  | Females Only | Live Only | g |  |  | Saved User Defined Formula | Specific |  |  |  | 0 |  |  |  | A+B+C+D+E+F | E | Pup Female Dead Weight | Nullable
53 | Pup Total Litter Weight | No | No | No | Yes | No | Special Numeric |  | Females Only | Live Only | g |  |  | Saved User Defined Formula | Specific |  |  |  | 0 |  |  |  | A+B+C+D+E+F | F | Pup Unsexed Dead Weight | Nullable
51 | Pup Unsexed Dead Weight | No | No | No | Yes | No | Numeric |  | Females Only | Live Only | g |  |  |  | Specific
47 | Pup Unsexed Live Weight | No | No | No | Yes | No | Numeric |  | Females Only | Live Only | g |  |  |  | Specific
7341 | Pup was Scheduled Removal Day 0 | No | No | No | No | Yes | Boolean (0 No, 1 Yes) |  | Any Sex | Live or Dead |  | Yes | No | User Defined Formula | Single Occurrence | [7 empty] | IIF(A AND (B=0),TRUE,FALSE) | A | Pup Scheduled Removal | Not Null (calculation fails if measurement is null)
7341 | Pup was Scheduled Removal Day 0 | No | No | No | No | Yes | Boolean (0 No, 1 Yes) |  | Any Sex | Live or Dead |  | Yes | No | User Defined Formula | Single Occurrence | [7 empty] | IIF(A AND (B=0),TRUE,FALSE) | B | Pup Removal Day | Not Null (calculation fails if measurement is null)
5121 | Pup was Scheduled Removal Day 4 | No | No | No | No | Yes | Boolean (0 No, 1 Yes) |  | Any Sex | Live or Dead |  |  |  | User Defined Formula | Single Occurrence | [7 empty] | IIF(A AND (B=4),TRUE,FALSE) | A | Pup Scheduled Removal | Not Null (calculation fails if measurement is null)
5121 | Pup was Scheduled Removal Day 4 | No | No | No | No | Yes | Boolean (0 No, 1 Yes) |  | Any Sex | Live or Dead |  |  |  | User Defined Formula | Single Occurrence | [7 empty] | IIF(A AND (B=4),TRUE,FALSE) | B | Pup Removal Day | Not Null (calculation fails if measurement is null)
2544 | Pup was Scheduled Removal Days 0-1 | No | No | No | No | Yes | Boolean (0 No, 1 Yes) |  | Any Sex | Live or Dead |  | Yes | No | User Defined Formula | Single Occurrence | [7 empty] | IIF(A AND (B=1),TRUE,FALSE) | A | Pup Scheduled Removal | Not Null (calculation fails if measurement is null)
2544 | Pup was Scheduled Removal Days 0-1 | No | No | No | No | Yes | Boolean (0 No, 1 Yes) |  | Any Sex | Live or Dead |  | Yes | No | User Defined Formula | Single Occurrence | [7 empty] | IIF(A AND (B=1),TRUE,FALSE) | B | Pup Removal Day | Not Null (calculation fails if measurement is null)
6141 | Pup was Scheduled Removal Days 0-21 | No | No | No | No | Yes | Boolean (0 No, 1 Yes) |  | Any Sex | Live or Dead |  | Yes | No | User Defined Formula | Single Occurrence | [7 empty] | IIF(A AND (B>=0 AND B<21),TRUE,FALSE) | A | Pup Scheduled Removal | Not Null (calculation fails if measurement is null)
6141 | Pup was Scheduled Removal Days 0-21 | No | No | No | No | Yes | Boolean (0 No, 1 Yes) |  | Any Sex | Live or Dead |  | Yes | No | User Defined Formula | Single Occurrence | [7 empty] | IIF(A AND (B>=0 AND B<21),TRUE,FALSE) | B | Pup Removal Day | Not Null (calculation fails if measurement is null)
6121 | Pup was Scheduled Removal Days 0-28 | No | No | No | No | Yes | Boolean (0 No, 1 Yes) |  | Any Sex | Live or Dead |  | Yes | No | User Defined Formula | Single Occurrence | [7 empty] | IIF(A AND (B>=0 AND B<28),TRUE,FALSE) | A | Pup Scheduled Removal | Not Null (calculation fails if measurement is null)
6121 | Pup was Scheduled Removal Days 0-28 | No | No | No | No | Yes | Boolean (0 No, 1 Yes) |  | Any Sex | Live or Dead |  | Yes | No | User Defined Formula | Single Occurrence | [7 empty] | IIF(A AND (B>=0 AND B<28),TRUE,FALSE) | B | Pup Removal Day | Not Null (calculation fails if measurement is null)
4192 | Pup was Scheduled Removal Days 1-12 | No | No | No | No | Yes | Boolean (0 No, 1 Yes) |  | Any Sex | Live or Dead |  | Yes | No | User Defined Formula | Single Occurrence | [7 empty] | IIF(A AND (B>1 AND B<=12),TRUE,FALSE) | A | Pup Scheduled Removal | Not Null (calculation fails if measurement is null)
4192 | Pup was Scheduled Removal Days 1-12 | No | No | No | No | Yes | Boolean (0 No, 1 Yes) |  | Any Sex | Live or Dead |  | Yes | No | User Defined Formula | Single Occurrence | [7 empty] | IIF(A AND (B>1 AND B<=12),TRUE,FALSE) | B | Pup Removal Day | Not Null (calculation fails if measurement is null)
2899 | Pup was Scheduled Removal Days 1-21 | No | No | No | No | Yes | Boolean (0 No, 1 Yes) |  | Any Sex | Live or Dead |  | Yes | No | User Defined Formula | Single Occurrence | [7 empty] | IIF(A AND (B>1 AND B<21),TRUE,FALSE) | A | Pup Scheduled Removal | Not Null (calculation fails if measurement is null)
2899 | Pup was Scheduled Removal Days 1-21 | No | No | No | No | Yes | Boolean (0 No, 1 Yes) |  | Any Sex | Live or Dead |  | Yes | No | User Defined Formula | Single Occurrence | [7 empty] | IIF(A AND (B>1 AND B<21),TRUE,FALSE) | B | Pup Removal Day | Not Null (calculation fails if measurement is null)
2573 | Pup was Scheduled Removal Days 1-28 | No | No | No | No | Yes | Boolean (0 No, 1 Yes) |  | Any Sex | Live or Dead |  | Yes | No | User Defined Formula | Single Occurrence | [7 empty] | IIF(A AND (B>1 AND B<28),TRUE,FALSE) | A | Pup Scheduled Removal | Not Null (calculation fails if measurement is null)
2573 | Pup was Scheduled Removal Days 1-28 | No | No | No | No | Yes | Boolean (0 No, 1 Yes) |  | Any Sex | Live or Dead |  | Yes | No | User Defined Formula | Single Occurrence | [7 empty] | IIF(A AND (B>1 AND B<28),TRUE,FALSE) | B | Pup Removal Day | Not Null (calculation fails if measurement is null)
2546 | Pup was Scheduled Removal Days 1-4 | No | No | No | No | Yes | Boolean (0 No, 1 Yes) |  | Any Sex | Live or Dead |  | Yes | No | User Defined Formula | Single Occurrence | [7 empty] | IIF(A AND (B>1 AND B<4),TRUE,FALSE) | A | Pup Scheduled Removal | Not Null (calculation fails if measurement is null)
2546 | Pup was Scheduled Removal Days 1-4 | No | No | No | No | Yes | Boolean (0 No, 1 Yes) |  | Any Sex | Live or Dead |  | Yes | No | User Defined Formula | Single Occurrence | [7 empty] | IIF(A AND (B>1 AND B<4),TRUE,FALSE) | B | Pup Removal Day | Not Null (calculation fails if measurement is null)
5461 | Pup was Scheduled Removal Days 10-12 | No | No | No | No | Yes | Boolean (0 No, 1 Yes) |  | Any Sex | Live or Dead |  | Yes | No | User Defined Formula | Single Occurrence | [7 empty] | IIF(A AND (B>10 AND B<=12),TRUE,FALSE) | A | Pup Scheduled Removal | Not Null (calculation fails if measurement is null)
5461 | Pup was Scheduled Removal Days 10-12 | No | No | No | No | Yes | Boolean (0 No, 1 Yes) |  | Any Sex | Live or Dead |  | Yes | No | User Defined Formula | Single Occurrence | [7 empty] | IIF(A AND (B>10 AND B<=12),TRUE,FALSE) | B | Pup Removal Day | Not Null (calculation fails if measurement is null)
2557 | Pup was Scheduled Removal Days 10-13 | No | No | No | No | Yes | Boolean (0 No, 1 Yes) |  | Any Sex | Live or Dead |  | Yes | No | User Defined Formula | Single Occurrence | [7 empty] | IIF(A AND (B>10 AND B<=13),TRUE,FALSE) | A | Pup Scheduled Removal | Not Null (calculation fails if measurement is null)
2557 | Pup was Scheduled Removal Days 10-13 | No | No | No | No | Yes | Boolean (0 No, 1 Yes) |  | Any Sex | Live or Dead |  | Yes | No | User Defined Formula | Single Occurrence | [7 empty] | IIF(A AND (B>10 AND B<=13),TRUE,FALSE) | B | Pup Removal Day | Not Null (calculation fails if measurement is null)
4189 | Pup was Scheduled Removal Days 12-14 | No | No | No | No | Yes | Boolean (0 No, 1 Yes) |  | Any Sex | Live or Dead |  | Yes | No | User Defined Formula | Single Occurrence | [7 empty] | IIF(A AND (B>12 AND B<=14),TRUE,FALSE) | A | Pup Scheduled Removal | Not Null (calculation fails if measurement is null)
4189 | Pup was Scheduled Removal Days 12-14 | No | No | No | No | Yes | Boolean (0 No, 1 Yes) |  | Any Sex | Live or Dead |  | Yes | No | User Defined Formula | Single Occurrence | [7 empty] | IIF(A AND (B>12 AND B<=14),TRUE,FALSE) | B | Pup Removal Day | Not Null (calculation fails if measurement is null)
4195 | Pup was Scheduled Removal Days 12-28 | No | No | No | No | Yes | Boolean (0 No, 1 Yes) |  | Any Sex | Live or Dead |  | Yes | No | User Defined Formula | Single Occurrence | [7 empty] | IIF(A AND (B>12 AND B<28),TRUE,FALSE) | A | Pup Scheduled Removal | Not Null (calculation fails if measurement is null)
4195 | Pup was Scheduled Removal Days 12-28 | No | No | No | No | Yes | Boolean (0 No, 1 Yes) |  | Any Sex | Live or Dead |  | Yes | No | User Defined Formula | Single Occurrence | [7 empty] | IIF(A AND (B>12 AND B<28),TRUE,FALSE) | B | Pup Removal Day | Not Null (calculation fails if measurement is null)
2559 | Pup was Scheduled Removal Days 13-16 | No | No | No | No | Yes | Boolean (0 No, 1 Yes) |  | Any Sex | Live or Dead |  | Yes | No | User Defined Formula | Single Occurrence | [7 empty] | IIF(A AND (B>13 AND B<=16),TRUE,FALSE) | A | Pup Scheduled Removal | Not Null (calculation fails if measurement is null)
2559 | Pup was Scheduled Removal Days 13-16 | No | No | No | No | Yes | Boolean (0 No, 1 Yes) |  | Any Sex | Live or Dead |  | Yes | No | User Defined Formula | Single Occurrence | [7 empty] | IIF(A AND (B>13 AND B<=16),TRUE,FALSE) | B | Pup Removal Day | Not Null (calculation fails if measurement is null)
2565 | Pup was Scheduled Removal Days 14-21 | No | No | No | No | Yes | Boolean (0 No, 1 Yes) |  | Any Sex | Live or Dead |  | Yes | No | User Defined Formula | Single Occurrence | [7 empty] | IIF(A AND (B>14 AND B<=21),TRUE,FALSE) | A | Pup Scheduled Removal | Not Null (calculation fails if measurement is null)
2565 | Pup was Scheduled Removal Days 14-21 | No | No | No | No | Yes | Boolean (0 No, 1 Yes) |  | Any Sex | Live or Dead |  | Yes | No | User Defined Formula | Single Occurrence | [7 empty] | IIF(A AND (B>14 AND B<=21),TRUE,FALSE) | B | Pup Removal Day | Not Null (calculation fails if measurement is null)
6147 | Pup was Scheduled Removal Days 14-21 wean 21 | No | No | No | No | Yes | Boolean (0 No, 1 Yes) |  | Any Sex | Live or Dead |  | Yes | No | User Defined Formula | Single Occurrence | [7 empty] | IIF(A AND (B>14 AND B<21),TRUE,FALSE) | A | Pup Scheduled Removal | Not Null (calculation fails if measurement is null)
6147 | Pup was Scheduled Removal Days 14-21 wean 21 | No | No | No | No | Yes | Boolean (0 No, 1 Yes) |  | Any Sex | Live or Dead |  | Yes | No | User Defined Formula | Single Occurrence | [7 empty] | IIF(A AND (B>14 AND B<21),TRUE,FALSE) | B | Pup Removal Day | Not Null (calculation fails if measurement is null)
2561 | Pup was Scheduled Removal Days 16-19 | No | No | No | No | Yes | Boolean (0 No, 1 Yes) |  | Any Sex | Live or Dead |  |  |  | User Defined Formula | Single Occurrence | [7 empty] | IIF(A AND (B>16 AND B<=19),TRUE,FALSE) | A | Pup Scheduled Removal | Not Null (calculation fails if measurement is null)
2561 | Pup was Scheduled Removal Days 16-19 | No | No | No | No | Yes | Boolean (0 No, 1 Yes) |  | Any Sex | Live or Dead |  |  |  | User Defined Formula | Single Occurrence | [7 empty] | IIF(A AND (B>16 AND B<=19),TRUE,FALSE) | B | Pup Removal Day | Not Null (calculation fails if measurement is null)
2563 | Pup was Scheduled Removal Days 19-21 | No | No | No | No | Yes | Boolean (0 No, 1 Yes) |  | Any Sex | Live or Dead |  | Yes | No | User Defined Formula | Single Occurrence | [7 empty] | IIF(A AND (B>19 AND B<=21),TRUE,FALSE) | A | Pup Scheduled Removal | Not Null (calculation fails if measurement is null)
2563 | Pup was Scheduled Removal Days 19-21 | No | No | No | No | Yes | Boolean (0 No, 1 Yes) |  | Any Sex | Live or Dead |  | Yes | No | User Defined Formula | Single Occurrence | [7 empty] | IIF(A AND (B>19 AND B<=21),TRUE,FALSE) | B | Pup Removal Day | Not Null (calculation fails if measurement is null)
6144 | Pup was Scheduled Removal Days 19-21 wean 21 | No | No | No | No | Yes | Boolean (0 No, 1 Yes) |  | Any Sex | Live or Dead |  | Yes | No | User Defined Formula | Single Occurrence | [7 empty] | IIF(A AND (B>19 AND B<21),TRUE,FALSE) | A | Pup Scheduled Removal | Not Null (calculation fails if measurement is null)
6144 | Pup was Scheduled Removal Days 19-21 wean 21 | No | No | No | No | Yes | Boolean (0 No, 1 Yes) |  | Any Sex | Live or Dead |  | Yes | No | User Defined Formula | Single Occurrence | [7 empty] | IIF(A AND (B>19 AND B<21),TRUE,FALSE) | B | Pup Removal Day | Not Null (calculation fails if measurement is null)
2567 | Pup was Scheduled Removal Days 21-25 | No | No | No | No | Yes | Boolean (0 No, 1 Yes) |  | Any Sex | Live or Dead |  | Yes | No | User Defined Formula | Single Occurrence | [7 empty] | IIF(A AND (B>21 AND B<=25),TRUE,FALSE) | A | Pup Scheduled Removal | Not Null (calculation fails if measurement is null)
2567 | Pup was Scheduled Removal Days 21-25 | No | No | No | No | Yes | Boolean (0 No, 1 Yes) |  | Any Sex | Live or Dead |  | Yes | No | User Defined Formula | Single Occurrence | [7 empty] | IIF(A AND (B>21 AND B<=25),TRUE,FALSE) | B | Pup Removal Day | Not Null (calculation fails if measurement is null)
2571 | Pup was Scheduled Removal Days 21-28 | No | No | No | No | Yes | Boolean (0 No, 1 Yes) |  | Any Sex | Live or Dead |  | Yes | No | User Defined Formula | Single Occurrence | [7 empty] | IIF(A AND (B>21 AND B<28),TRUE,FALSE) | A | Pup Scheduled Removal | Not Null (calculation fails if measurement is null)
2571 | Pup was Scheduled Removal Days 21-28 | No | No | No | No | Yes | Boolean (0 No, 1 Yes) |  | Any Sex | Live or Dead |  | Yes | No | User Defined Formula | Single Occurrence | [7 empty] | IIF(A AND (B>21 AND B<28),TRUE,FALSE) | B | Pup Removal Day | Not Null (calculation fails if measurement is null)
2569 | Pup was Scheduled Removal Days 25-28 | No | No | No | No | Yes | Boolean (0 No, 1 Yes) |  | Any Sex | Live or Dead |  | Yes | No | User Defined Formula | Single Occurrence | [7 empty] | IIF(A AND (B>25 AND B<28),TRUE,FALSE) | A | Pup Scheduled Removal | Not Null (calculation fails if measurement is null)
2569 | Pup was Scheduled Removal Days 25-28 | No | No | No | No | Yes | Boolean (0 No, 1 Yes) |  | Any Sex | Live or Dead |  | Yes | No | User Defined Formula | Single Occurrence | [7 empty] | IIF(A AND (B>25 AND B<28),TRUE,FALSE) | B | Pup Removal Day | Not Null (calculation fails if measurement is null)
2578 | Pup was Scheduled Removal Days 4-21 (no cull) | No | No | No | No | Yes | Boolean (0 No, 1 Yes) |  | Any Sex | Live or Dead |  | Yes | No | User Defined Formula | Single Occurrence | [7 empty] | IIF(A AND (B>4 AND B<21),TRUE,FALSE) | A | Pup Scheduled Removal | Not Null (calculation fails if measurement is null)
2578 | Pup was Scheduled Removal Days 4-21 (no cull) | No | No | No | No | Yes | Boolean (0 No, 1 Yes) |  | Any Sex | Live or Dead |  | Yes | No | User Defined Formula | Single Occurrence | [7 empty] | IIF(A AND (B>4 AND B<21),TRUE,FALSE) | B | Pup Removal Day | Not Null (calculation fails if measurement is null)
2575 | Pup was Scheduled Removal Days 4-21 (post cull) | No | No | No | No | Yes | Boolean (0 No, 1 Yes) |  | Any Sex | Live or Dead |  | Yes | No | User Defined Formula | Single Occurrence | [7 empty] | IIF(A AND (B>4 AND B<21),TRUE,FALSE) | A | Pup Scheduled Removal | Not Null (calculation fails if measurement is null)
2575 | Pup was Scheduled Removal Days 4-21 (post cull) | No | No | No | No | Yes | Boolean (0 No, 1 Yes) |  | Any Sex | Live or Dead |  | Yes | No | User Defined Formula | Single Occurrence | [7 empty] | IIF(A AND (B>4 AND B<21),TRUE,FALSE) | B | Pup Removal Day | Not Null (calculation fails if measurement is null)
2583 | Pup was Scheduled Removal Days 4-28 (no cull) | No | No | No | No | Yes | Boolean (0 No, 1 Yes) |  | Any Sex | Live or Dead |  | Yes | No | User Defined Formula | Single Occurrence | [7 empty] | IIF(A AND (B>4 AND B<28),TRUE,FALSE) | A | Pup Scheduled Removal | Not Null (calculation fails if measurement is null)
2583 | Pup was Scheduled Removal Days 4-28 (no cull) | No | No | No | No | Yes | Boolean (0 No, 1 Yes) |  | Any Sex | Live or Dead |  | Yes | No | User Defined Formula | Single Occurrence | [7 empty] | IIF(A AND (B>4 AND B<28),TRUE,FALSE) | B | Pup Removal Day | Not Null (calculation fails if measurement is null)
2580 | Pup was Scheduled Removal Days 4-28 (post cull) | No | No | No | No | Yes | Boolean (0 No, 1 Yes) |  | Any Sex | Live or Dead |  | Yes | No | User Defined Formula | Single Occurrence | [7 empty] | IIF(A AND (B>4 AND B<28),TRUE,FALSE) | A | Pup Scheduled Removal | Not Null (calculation fails if measurement is null)
2580 | Pup was Scheduled Removal Days 4-28 (post cull) | No | No | No | No | Yes | Boolean (0 No, 1 Yes) |  | Any Sex | Live or Dead |  | Yes | No | User Defined Formula | Single Occurrence | [7 empty] | IIF(A AND (B>4 AND B<28),TRUE,FALSE) | B | Pup Removal Day | Not Null (calculation fails if measurement is null)
2548 | Pup was Scheduled Removal Days 4-7 (no cull) | No | No | No | No | Yes | Boolean (0 No, 1 Yes) |  | Any Sex | Live or Dead |  | Yes | No | User Defined Formula | Single Occurrence | [7 empty] | IIF(A AND (B>4 AND B<=7),TRUE,FALSE) | A | Pup Scheduled Removal | Not Null (calculation fails if measurement is null)
2548 | Pup was Scheduled Removal Days 4-7 (no cull) | No | No | No | No | Yes | Boolean (0 No, 1 Yes) |  | Any Sex | Live or Dead |  | Yes | No | User Defined Formula | Single Occurrence | [7 empty] | IIF(A AND (B>4 AND B<=7),TRUE,FALSE) | B | Pup Removal Day | Not Null (calculation fails if measurement is null)
2550 | Pup was Scheduled Removal Days 4-7 (post cull) | No | No | No | No | Yes | Boolean (0 No, 1 Yes) |  | Any Sex | Live or Dead |  | Yes | No | User Defined Formula | Single Occurrence | [7 empty] | IIF(A AND (B>4 AND B<=7),TRUE,FALSE) | A | Pup Scheduled Removal | Not Null (calculation fails if measurement is null)
2550 | Pup was Scheduled Removal Days 4-7 (post cull) | No | No | No | No | Yes | Boolean (0 No, 1 Yes) |  | Any Sex | Live or Dead |  | Yes | No | User Defined Formula | Single Occurrence | [7 empty] | IIF(A AND (B>4 AND B<=7),TRUE,FALSE) | B | Pup Removal Day | Not Null (calculation fails if measurement is null)
2553 | Pup was Scheduled Removal Days 7-10 | No | No | No | No | Yes | Boolean (0 No, 1 Yes) |  | Any Sex | Live or Dead |  | Yes | No | User Defined Formula | Single Occurrence | [7 empty] | IIF(A AND (B>7 AND B<=10),TRUE,FALSE) | A | Pup Scheduled Removal | Not Null (calculation fails if measurement is null)
2553 | Pup was Scheduled Removal Days 7-10 | No | No | No | No | Yes | Boolean (0 No, 1 Yes) |  | Any Sex | Live or Dead |  | Yes | No | User Defined Formula | Single Occurrence | [7 empty] | IIF(A AND (B>7 AND B<=10),TRUE,FALSE) | B | Pup Removal Day | Not Null (calculation fails if measurement is null)
5385 | Pup was Scheduled Removal Days 7-11 | No | No | No | No | Yes | Boolean (0 No, 1 Yes) |  | Any Sex | Live or Dead |  | Yes | No | User Defined Formula | Single Occurrence | [7 empty] | IIF(A AND (B>7 AND B<=11),TRUE,FALSE) | A | Pup Scheduled Removal | Not Null (calculation fails if measurement is null)
5385 | Pup was Scheduled Removal Days 7-11 | No | No | No | No | Yes | Boolean (0 No, 1 Yes) |  | Any Sex | Live or Dead |  | Yes | No | User Defined Formula | Single Occurrence | [7 empty] | IIF(A AND (B>7 AND B<=11),TRUE,FALSE) | B | Pup Removal Day | Not Null (calculation fails if measurement is null)
4181 | Pup was Scheduled Removal Days 7-12 | No | No | No | No | Yes | Boolean (0 No, 1 Yes) |  | Any Sex | Live or Dead |  | Yes | No | User Defined Formula | Single Occurrence | [7 empty] | IIF(A AND (B>7 AND B<=12),TRUE,FALSE) | A | Pup Scheduled Removal | Not Null (calculation fails if measurement is null)
4181 | Pup was Scheduled Removal Days 7-12 | No | No | No | No | Yes | Boolean (0 No, 1 Yes) |  | Any Sex | Live or Dead |  | Yes | No | User Defined Formula | Single Occurrence | [7 empty] | IIF(A AND (B>7 AND B<=12),TRUE,FALSE) | B | Pup Removal Day | Not Null (calculation fails if measurement is null)
2555 | Pup was Scheduled Removal Days 7-14 | No | No | No | No | Yes | Boolean (0 No, 1 Yes) |  | Any Sex | Live or Dead |  | Yes | No | User Defined Formula | Single Occurrence | [7 empty] | IIF(A AND (B>7 AND B<=14),TRUE,FALSE) | A | Pup Scheduled Removal | Not Null (calculation fails if measurement is null)
2555 | Pup was Scheduled Removal Days 7-14 | No | No | No | No | Yes | Boolean (0 No, 1 Yes) |  | Any Sex | Live or Dead |  | Yes | No | User Defined Formula | Single Occurrence | [7 empty] | IIF(A AND (B>7 AND B<=14),TRUE,FALSE) | B | Pup Removal Day | Not Null (calculation fails if measurement is null)
5245 | Pup(a) PFOA Concentration | No | No | No | Yes | No | Numeric |  | Any Sex | Live or Dead | ng |  |  |  | Single Occurrence
5246 | Pup(b) PFOA Concentration | No | No | No | Yes | No | Numeric |  | Any Sex | Live or Dead | ng |  |  |  | Single Occurrence
5247 | Pup(c) PFOA Concentration | No | No | No | Yes | No | Numeric |  | Any Sex | Live or Dead | ng |  |  |  | Single Occurrence
5248 | Pup(d) PFOA Concentration | No | No | No | Yes | No | Numeric |  | Any Sex | Live or Dead | ng |  |  |  | Single Occurrence
150 | Pups Showing Findings (Do Not Use) | No | Yes | No | No | No | Numeric |  | Females Only | Dead Only |  |  |  |  | Single Occurrence | [12 empty] | This measurement simply acts as a placeholder for a fixed measurement and provides a way of changing its description. It is not intended for selection within either data collection or data analysis.
6604 | Quasi-Static Compliance | No | No | No | Yes | No | Numeric |  | Any Sex | Live or Dead |  |  |  |  | Specific
6605 | Quasi-Static Elastance | No | No | No | Yes | No | Numeric |  | Any Sex | Live or Dead |  |  |  |  | Specific
5842 | R3G LOD | No | No | No | Yes | No | Numeric |  | Any Sex | Live or Dead | ng/mL |  |  |  | Single Occurrence
5726 | R3G LOQ | No | No | No | Yes | No | Numeric |  | Any Sex | Live or Dead | ng/mL |  |  |  | Single Occurrence
5843 | R3S LOD | No | No | No | Yes | No | Numeric |  | Any Sex | Live or Dead | ng/mL |  |  |  | Single Occurrence
5725 | R3S LOQ | No | No | No | Yes | No | Numeric |  | Any Sex | Live or Dead | ng/mL |  |  |  | Single Occurrence
2423 | Rapid Cell Conc. (IVOS) | No | No | No | Yes | No | Numeric |  | Males Only | Live or Dead |  |  |  |  | Specific
2421 | Rapid Cell Count (IVOS) | No | No | No | Yes | No | Numeric |  | Males Only | Live or Dead |  |  |  |  | Specific
2422 | Rapid Cell Sample (IVOS) | No | No | No | Yes | No | Numeric |  | Males Only | Live or Dead |  |  |  |  | Specific
4162 | Rat Pulmonary Cell Number | No | No | No | Yes | No | Numeric |  | Any Sex | Live or Dead | x10^6/mL |  |  |  | Single Occurrence
6041 | Raw ATPase Activity | No | No | No | Yes | No | Numeric |  | Any Sex | Live or Dead | nmol/min/mg protein |  |  |  | Single Occurrence
6083 | Red Blood Cell Count Optics Channel | No | No | No | Yes | No | Numeric |  | Any Sex | Live or Dead | M/uL |  |  |  | Single Occurrence
1067 | Removed adults? | Yes | No | No | No | No | Alphanumeric | [7 empty] | Specific
1031 | Removed Pups? | Yes | No | No | No | No | Alphanumeric | [7 empty] | Specific
201 | Request Day Zero | No | No | No | Yes | Yes | Boolean (0 No, 1 Yes) |  | Any Sex | Live or Dead |  | Yes | No | Special Calculation | Single Occurrence |  |  |  |  | Day Zero Value
5841 | RES LOD | No | No | No | Yes | No | Numeric |  | Any Sex | Live or Dead | ng/mL |  |  |  | Single Occurrence
5724 | Res LOQ | No | No | No | Yes | No | Numeric |  | Any Sex | Live or Dead | ng/mL |  |  |  | Single Occurrence
6606 | Resistance | No | No | No | Yes | No | Numeric |  | Any Sex | Live or Dead |  |  |  |  | Specific
1779 | Reticulocyte count | No | No | No | Yes | No | Numeric |  | Any Sex | Live or Dead | K/uL |  |  |  | Single Occurrence
4441 | Reticulocyte Count 10^5/mm^3 | No | No | No | Yes | No | Numeric |  | Any Sex | Live or Dead | 10^5/mm^3 |  |  |  | Single Occurrence
3414 | Reticulocyte Percentage | No | No | No | Yes | No | Numeric |  | Any Sex | Live or Dead | % |  |  |  | Single Occurrence
4887 | Reticulocytes per 1000 RBC | No | No | No | Yes | No | Numeric |  | Any Sex | Live or Dead | /1000 RBC |  |  |  | Single Occurrence
7626 | Retroperitoneal fat pad Terminal BW (mg/g) | No | No | No | Yes | No | Numeric |  | Any Sex | Live or Dead | mg/g |  |  | User Defined Formula | Single Occurrence |  |  |  | 2 |  |  |  | (A*1000)/B | A | Fat pad, retroperitoneal Weight | Not Null (calculation fails if measurement is null)
7626 | Retroperitoneal fat pad Terminal BW (mg/g) | No | No | No | Yes | No | Numeric |  | Any Sex | Live or Dead | mg/g |  |  | User Defined Formula | Single Occurrence |  |  |  | 2 |  |  |  | (A*1000)/B | B | Terminal Bodyweight | Not Null (calculation fails if measurement is null)
3204 | Right Ear Punch Weight (conv) | No | No | No | Yes | No | Numeric |  | Any Sex | Live or Dead | mg |  |  | User Defined Formula | Single Occurrence |  |  |  | 1 |  |  |  | A*1000 | A | Right Ear Punch Weight (g) | Not Null (calculation fails if measurement is null)
3203 | Right Ear Punch Weight (g) | No | No | No | Yes | No | Numeric |  | Any Sex | Live or Dead | g |  |  |  | Single Occurrence
3181 | Right Ear Thickness-1 (mm) | No | No | No | Yes | No | Numeric |  | Any Sex | Live or Dead | mm |  |  |  | Specific
3185 | Right Ear Thickness-1 Day 1 | No | No | No | Yes | No | Numeric |  | Any Sex | Live or Dead | mm |  |  | Special Calculation | Single Occurrence |  | 1 |  | 1 | Numeric Value On Day | Right Ear Thickness-1 (mm)
3193 | Right Ear Thickness-1 Day 1 (conv) | No | No | No | Yes | No | Numeric |  | Any Sex | Live or Dead | 10^-2 mm |  |  | User Defined Formula | Single Occurrence |  |  |  | 1 |  |  |  | A*100 | A | Right Ear Thickness-1 Day 1 | Not Null (calculation fails if measurement is null)
3242 | Right Ear Thickness-1 Day 3 | No | No | No | Yes | No | Numeric |  | Any Sex | Live or Dead | mm |  |  | Special Calculation | Single Occurrence |  | 3 |  | 1 | Numeric Value On Day | Right Ear Thickness-1 (mm)
3246 | Right Ear Thickness-1 Day 3 (conv) | No | No | No | Yes | No | Numeric |  | Any Sex | Live or Dead | 10^-2 mm |  |  | User Defined Formula | Single Occurrence |  |  |  | 1 |  |  |  | A*100 | A | Right Ear Thickness-1 Day 3 | Not Null (calculation fails if measurement is null)
3186 | Right Ear Thickness-1 Day 6 | No | No | No | Yes | No | Numeric |  | Any Sex | Live or Dead | mm |  |  | Special Calculation | Single Occurrence |  | 6 |  | 1 | Numeric Value On Day | Right Ear Thickness-1 (mm)
3197 | Right Ear Thickness-1 Day 6 (conv) | No | No | No | Yes | No | Numeric |  | Any Sex | Live or Dead | 10^-2 mm |  |  | User Defined Formula | Single Occurrence |  |  |  | 1 |  |  |  | A*100 | A | Right Ear Thickness-1 Day 6 | Not Null (calculation fails if measurement is null)
3182 | Right Ear Thickness-2 (mm) | No | No | No | Yes | No | Numeric |  | Any Sex | Live or Dead | mm |  |  |  | Specific
3187 | Right Ear Thickness-2 Day 1 | No | No | No | Yes | No | Numeric |  | Any Sex | Live or Dead | mm |  |  | Special Calculation | Single Occurrence |  | 1 |  | 1 | Numeric Value On Day | Right Ear Thickness-2 (mm)
3194 | Right Ear Thickness-2 Day 1 (conv) | No | No | No | Yes | No | Numeric |  | Any Sex | Live or Dead | 10^-2 mm |  |  | User Defined Formula | Single Occurrence |  |  |  | 1 |  |  |  | A*100 | A | Right Ear Thickness-2 Day 1 | Not Null (calculation fails if measurement is null)
3243 | Right Ear Thickness-2 Day 3 | No | No | No | Yes | No | Numeric |  | Any Sex | Live or Dead | mm |  |  | Special Calculation | Single Occurrence |  | 3 |  | 1 | Numeric Value On Day | Right Ear Thickness-2 (mm)
3247 | Right Ear Thickness-2 Day 3 (conv) | No | No | No | Yes | No | Numeric |  | Any Sex | Live or Dead | 10^-2 mm |  |  | User Defined Formula | Single Occurrence |  |  |  | 1 |  |  |  | A*100 | A | Right Ear Thickness-2 Day 3 | Not Null (calculation fails if measurement is null)
3188 | Right Ear Thickness-2 Day 6 | No | No | No | Yes | No | Numeric |  | Any Sex | Live or Dead | mm |  |  | Special Calculation | Single Occurrence |  | 6 |  | 1 | Numeric Value On Day | Right Ear Thickness-2 (mm)
3198 | Right Ear Thickness-2 Day 6 (conv) | No | No | No | Yes | No | Numeric |  | Any Sex | Live or Dead | 10^-2 mm |  |  | User Defined Formula | Single Occurrence |  |  |  | 1 |  |  |  | A*100 | A | Right Ear Thickness-2 Day 6 | Not Null (calculation fails if measurement is null)
6101 | Right Lung Lobe Weight | No | No | No | Yes | No | Numeric |  | Any Sex | Dead Only | g |  |  |  | Single Occurrence
7551 | Rodent Freezes Startle Response 1st AM Off | No | No | No | Yes | No | Boolean (0 No, 1 Yes) |  | Any Sex | Live or Dead |  | Yes | No | Special Calculation | Specific |  |  |  |  | Alpha To Boolean | Startle Response 1st AM Off | [5 empty] | 3
7541 | Rodent Freezes Startle Response 1st AM On | No | No | No | Yes | No | Boolean (0 No, 1 Yes) |  | Any Sex | Live or Dead |  | Yes | No | Special Calculation | Specific |  |  |  |  | Alpha To Boolean | Startle Response 1st AM On | [5 empty] | 3
7556 | Rodent Freezes Startle Response 1st PM Off | No | No | No | Yes | No | Boolean (0 No, 1 Yes) |  | Any Sex | Live or Dead |  | Yes | No | Special Calculation | Specific |  |  |  |  | Alpha To Boolean | Startle Response 1st PM Off | [5 empty] | 3
7546 | Rodent Freezes Startle Response 1st PM On | No | No | No | Yes | No | Boolean (0 No, 1 Yes) |  | Any Sex | Live or Dead |  | Yes | No | Special Calculation | Specific |  |  |  |  | Alpha To Boolean | Startle Response 1st PM On | [5 empty] | 3
6469 | Rotarod Acceleration Rate | Yes | No | No | No | No | Numeric |  |  |  | RPM/sec |  |  |  | Specific
6441 | Rotarod Serial Number (RR1) | Yes | No | No | No | No | Alphanumeric | [7 empty] | Specific
6442 | Rotarod Serial Number (RR2) | Yes | No | No | No | No | Alphanumeric | [7 empty] | Specific
6443 | Rotarod Serial Number (RR3) | Yes | No | No | No | No | Alphanumeric | [7 empty] | Specific
6444 | Rotarod Serial Number (RR4) | Yes | No | No | No | No | Alphanumeric | [7 empty] | Specific
6470 | Rotarod Start Speed | Yes | No | No | No | No | Numeric |  |  |  | RPM |  |  |  | Specific
6475 | Rotarod Trial 1 Start Time | No | No | No | Yes | No | Time |  | Any Sex | Live Only |  |  |  |  | Specific
6476 | Rotarod Trial 1 Total Time Completed | No | No | No | Yes | No | Alphanumeric |  | Any Sex | Live Only | Seconds |  |  |  | Specific
6477 | Rotarod Trial 2 Start Time | No | No | No | Yes | No | Time |  | Any Sex | Live Only |  |  |  |  | Specific
6478 | Rotarod Trial 2 Total Time Completed | No | No | No | Yes | No | Alphanumeric |  | Any Sex | Live Only | Seconds |  |  |  | Specific
6479 | Rotarod Trial 3 Start Time | No | No | No | Yes | No | Time |  | Any Sex | Live Only |  |  |  |  | Specific
6480 | Rotarod Trial 3 Total Time Completed | No | No | No | Yes | No | Alphanumeric |  | Any Sex | Live Only | Seconds |  |  |  | Specific
6481 | Rotarod Trial 4 Start Time | No | No | No | Yes | No | Time |  | Any Sex | Live Only |  |  |  |  | Specific
6482 | Rotarod Trial 4 Total Time Completed | No | No | No | Yes | No | Alphanumeric |  | Any Sex | Live Only | Seconds |  |  |  | Specific
6445 | RR1 2 RPM Number of Complete Revolutions (60 sec) | Yes | No | No | No | No | Alphanumeric | [7 empty] | Specific
6446 | RR1 40 RPM Number of Complete Revolutions (60 sec) | Yes | No | No | No | No | Alphanumeric | [7 empty] | Specific
6447 | RR1 Beam Break Status CH1 | Yes | No | No | No | No | Alphanumeric | [7 empty] | Specific
6448 | RR1 Beam Break Status CH2 | Yes | No | No | No | No | Alphanumeric | [7 empty] | Specific
6449 | RR1 Beam Break Status CH3 | Yes | No | No | No | No | Alphanumeric | [7 empty] | Specific
6450 | RR1 Beam Break Status CH4 | Yes | No | No | No | No | Alphanumeric | [7 empty] | Specific
1742 | rr1 count | No | No | No | Yes | No | Boolean (0 No, 1 Yes) |  | Females Only | Live or Dead |  | Pregnant | Not preg. | User Defined Formula | Single Occurrence | [7 empty] | IIF(A,A,nothing) | A | Pregnant? | Not Null (calculation fails if measurement is null)
6451 | RR2 2 RPM Number of Complete Revolutions (60 sec) | Yes | No | No | No | No | Alphanumeric | [7 empty] | Specific
6452 | RR2 40 RPM Number of Complete Revolutions (60 sec) | Yes | No | No | No | No | Alphanumeric | [7 empty] | Specific
6453 | RR2 Beam Break Status CH1 | Yes | No | No | No | No | Alphanumeric | [7 empty] | Specific
6454 | RR2 Beam Break Status CH2 | Yes | No | No | No | No | Alphanumeric | [7 empty] | Specific
6455 | RR2 Beam Break Status CH3 | Yes | No | No | No | No | Alphanumeric | [7 empty] | Specific
6456 | RR2 Beam Break Status CH4 | Yes | No | No | No | No | Alphanumeric | [7 empty] | Specific
6457 | RR3 2 RPM Number of Complete Revolutions (60 sec) | Yes | No | No | No | No | Alphanumeric | [7 empty] | Specific
6458 | RR3 40 RPM Number of Complete Revolutions (60 sec) | Yes | No | No | No | No | Alphanumeric | [7 empty] | Specific
6459 | RR3 Beam Break Status CH1 | Yes | No | No | No | No | Alphanumeric | [7 empty] | Specific
6460 | RR3 Beam Break Status CH2 | Yes | No | No | No | No | Alphanumeric | [7 empty] | Specific
6461 | RR3 Beam Break Status CH3 | Yes | No | No | No | No | Alphanumeric | [7 empty] | Specific
6462 | RR3 Beam Break Status CH4 | Yes | No | No | No | No | Alphanumeric | [7 empty] | Specific
6463 | RR4 2 RPM Number of Complete Revolutions (60 sec) | Yes | No | No | No | No | Alphanumeric | [7 empty] | Specific
6464 | RR4 40 RPM Number of Complete Revolutions (60 sec) | Yes | No | No | No | No | Alphanumeric | [7 empty] | Specific
6465 | RR4 Beam Break Status CH1 | Yes | No | No | No | No | Alphanumeric | [7 empty] | Specific
6466 | RR4 Beam Break Status CH2 | Yes | No | No | No | No | Alphanumeric | [7 empty] | Specific
6467 | RR4 Beam Break Status CH3 | Yes | No | No | No | No | Alphanumeric | [7 empty] | Specific
6468 | RR4 Beam Break Status CH4 | Yes | No | No | No | No | Alphanumeric | [7 empty] | Specific
4981 | Rubriblast | No | No | No | Yes | No | Numeric |  | Any Sex | Live or Dead | # cells counted |  |  |  | Single Occurrence
4983 | Rubricyte | No | No | No | Yes | No | Numeric |  | Any Sex | Live or Dead | # cells counted |  |  |  | Single Occurrence
4562 | Sample Ni Concentration | No | No | No | Yes | No | Numeric |  | Any Sex | Live or Dead | ug/g |  |  |  | Specific
6907 | Sample Vortexed? | No | No | No | Yes | No | Boolean (0 No, 1 Yes) |  | Any Sex | Dead Only |  | Yes | No |  | Specific
3688 | Schistocytes | No | No | No | Yes | No | Alphanumeric |  | Any Sex | Live or Dead |  |  |  |  | Specific
4338 | Secondary Follicle Ratio Left Ovary | No | No | No | Yes | No | Numeric |  | Females Only | Live or Dead |  |  |  | User Defined Formula | Single Occurrence |  |  |  | 2 |  |  |  | A / B | A | Total Secondary Ovarian Follicles Left Ovary | Not Null (calculation fails if measurement is null)
4338 | Secondary Follicle Ratio Left Ovary | No | No | No | Yes | No | Numeric |  | Females Only | Live or Dead |  |  |  | User Defined Formula | Single Occurrence |  |  |  | 2 |  |  |  | A / B | B | Total Ovarian Follicles Left Ovary | Not Null (calculation fails if measurement is null)
4339 | Secondary Follicle Ratio Right Ovary | No | No | No | Yes | No | Numeric |  | Females Only | Live or Dead |  |  |  | User Defined Formula | Single Occurrence |  |  |  | 2 |  |  |  | A / B | A | Total Secondary Ovarian Follicles Right Ovary | Not Null (calculation fails if measurement is null)
4339 | Secondary Follicle Ratio Right Ovary | No | No | No | Yes | No | Numeric |  | Females Only | Live or Dead |  |  |  | User Defined Formula | Single Occurrence |  |  |  | 2 |  |  |  | A / B | B | Total Ovarian Follicles Right Ovary | Not Null (calculation fails if measurement is null)
4281 | Secondary Follicles Left Ovary Section 1 | No | No | No | Yes | No | Numeric |  | Females Only | Live or Dead |  |  |  |  | Single Occurrence
4282 | Secondary Follicles Left Ovary Section 2 | No | No | No | Yes | No | Numeric |  | Females Only | Live or Dead |  |  |  |  | Single Occurrence
4283 | Secondary Follicles Left Ovary Section 3 | No | No | No | Yes | No | Numeric |  | Females Only | Live or Dead |  |  |  |  | Single Occurrence
4284 | Secondary Follicles Left Ovary Section 4 | No | No | No | Yes | No | Numeric |  | Females Only | Live or Dead |  |  |  |  | Single Occurrence
4285 | Secondary Follicles Left Ovary Section 5 | No | No | No | Yes | No | Numeric |  | Females Only | Live or Dead |  |  |  |  | Single Occurrence
4286 | Secondary Follicles Right Ovary Section 1 | No | No | No | Yes | No | Numeric |  | Females Only | Live or Dead |  |  |  |  | Single Occurrence
4287 | Secondary Follicles Right Ovary Section 2 | No | No | No | Yes | No | Numeric |  | Females Only | Live or Dead |  |  |  |  | Single Occurrence
4288 | Secondary Follicles Right Ovary Section 3 | No | No | No | Yes | No | Numeric |  | Females Only | Live or Dead |  |  |  |  | Single Occurrence
4289 | Secondary Follicles Right Ovary Section 4 | No | No | No | Yes | No | Numeric |  | Females Only | Live or Dead |  |  |  |  | Single Occurrence
4290 | Secondary Follicles Right Ovary Section 5 | No | No | No | Yes | No | Numeric |  | Females Only | Live or Dead |  |  |  |  | Single Occurrence
4990 | Segmented Granulocyte | No | No | No | Yes | No | Numeric |  | Any Sex | Live or Dead | # cells counted |  |  |  | Single Occurrence
1783 | Segmented Neutrophil Count | No | No | No | Yes | No | Numeric |  | Any Sex | Live or Dead | K/uL |  |  |  | Single Occurrence
1189 | Sem Vesc W/Coag Gland Weight | No | No | No | Yes | No | Numeric |  | Males Only | Dead Only | g |  |  |  | Single Occurrence
2622 | Sem Vesc with Coag Gland Terminal BW (mg/g) | No | No | No | Yes | No | Numeric |  | Any Sex | Live or Dead | mg/g |  |  | User Defined Formula | Single Occurrence |  |  |  | 2 |  |  |  | (A*1000)/B | A | Sem Vesc W/Coag Gland Weight | Not Null (calculation fails if measurement is null)
2622 | Sem Vesc with Coag Gland Terminal BW (mg/g) | No | No | No | Yes | No | Numeric |  | Any Sex | Live or Dead | mg/g |  |  | User Defined Formula | Single Occurrence |  |  |  | 2 |  |  |  | (A*1000)/B | B | Terminal Bodyweight | Not Null (calculation fails if measurement is null)
3829 | Seminal Ves W/Coag Gland/Brain Weight (%) | No | No | No | Yes | No | Numeric |  | Males Only | Dead Only | % |  |  | User Defined Formula | Single Occurrence |  |  |  | 4 |  |  |  | A/B*100 | A | Sem Vesc W/Coag Gland Weight | Not Null (calculation fails if measurement is null)
3829 | Seminal Ves W/Coag Gland/Brain Weight (%) | No | No | No | Yes | No | Numeric |  | Males Only | Dead Only | % |  |  | User Defined Formula | Single Occurrence |  |  |  | 4 |  |  |  | A/B*100 | B | Brain Weight | Not Null (calculation fails if measurement is null)
74 | Separation Date/Time | No | No | No | Yes | No | Date/Time |  | Females Only | Live or Dead |  |  |  |  | Single Occurrence
7202 | Serum anti-flu IgG (ug/mL) | No | No | No | Yes | No | Numeric |  | Any Sex | Live or Dead | µg/mL |  |  |  | Specific
7201 | Serum anti-flu IgM (ug/mL) | No | No | No | Yes | No | Numeric |  | Any Sex | Live or Dead | µg/mL |  |  |  | Specific
15 | Sex - Dominant | No | No | No | No | Yes | Special Alpha |  | Any Sex | Live or Dead |  |  |  |  | Single Occurrence
12 | Sex - External | No | No | No | No | Yes | Special Alpha |  | Any Sex | Live or Dead |  |  |  |  | Single Occurrence
14 | Sex - Internal | No | No | No | No | Yes | Special Alpha |  | Any Sex | Live or Dead |  |  |  |  | Single Occurrence
6061 | SF Well 1 | No | No | No | Yes | No | Numeric |  | Any Sex | Live or Dead |  |  |  |  | Single Occurrence
6062 | SF Well 2 | No | No | No | Yes | No | Numeric |  | Any Sex | Live or Dead |  |  |  |  | Single Occurrence
6063 | SF Well 3 | No | No | No | Yes | No | Numeric |  | Any Sex | Live or Dead |  |  |  |  | Single Occurrence
6602 | Shape Parameter (K) | No | No | No | Yes | No | Numeric |  | Any Sex | Live or Dead | /cmH2O |  |  |  | Specific
357 | Skipped Diestrus | No | No | No | Yes | No | Numeric |  | Any Sex | Live or Dead |  |  |  |  | Specific
356 | Skipped Estrus | No | No | No | Yes | No | Numeric |  | Any Sex | Live or Dead |  |  |  |  | Specific
7528 | Slight Decreased Activity AM Observation First Off | No | No | No | Yes | No | Boolean (0 No, 1 Yes) |  | Any Sex | Live or Dead |  | Yes | No | Special Calculation | Specific |  |  |  |  | Alpha To Boolean | AM Obs Change First Off | [5 empty] | -1
7518 | Slight Decreased Activity AM Observation First On | No | No | No | Yes | No | Boolean (0 No, 1 Yes) |  | Any Sex | Live or Dead |  | Yes | No | Special Calculation | Specific |  |  |  |  | Alpha To Boolean | AM Obs Change First On | [5 empty] | -1
7533 | Slight Decreased Activity PM Observation First Off | No | No | No | Yes | No | Boolean (0 No, 1 Yes) |  | Any Sex | Live or Dead |  | Yes | No | Special Calculation | Specific |  |  |  |  | Alpha To Boolean | PM Obs Change First Off | [5 empty] | -1
7523 | Slight Decreased Activity PM Observation First On | No | No | No | Yes | No | Boolean (0 No, 1 Yes) |  | Any Sex | Live or Dead |  | Yes | No | Special Calculation | Specific |  |  |  |  | Alpha To Boolean | PM Obs Change First On | [5 empty] | -1
7529 | Slight Increased Activity AM Observation First Off | No | No | No | Yes | No | Boolean (0 No, 1 Yes) |  | Any Sex | Live or Dead |  | Yes | No | Special Calculation | Specific |  |  |  |  | Alpha To Boolean | AM Obs Change First Off | [5 empty] | 1
7519 | Slight Increased Activity AM Observation First On | No | No | No | Yes | No | Boolean (0 No, 1 Yes) |  | Any Sex | Live or Dead |  | Yes | No | Special Calculation | Specific |  |  |  |  | Alpha To Boolean | AM Obs Change First On | [5 empty] | 1
7534 | Slight Increased Activity PM Observation First Off | No | No | No | Yes | No | Boolean (0 No, 1 Yes) |  | Any Sex | Live or Dead |  | Yes | No | Special Calculation | Specific |  |  |  |  | Alpha To Boolean | PM Obs Change First Off | [5 empty] | 1
7524 | Slight Increased Activity PM Observation First On | No | No | No | Yes | No | Boolean (0 No, 1 Yes) |  | Any Sex | Live or Dead |  | Yes | No | Special Calculation | Specific |  |  |  |  | Alpha To Boolean | PM Obs Change First On | [5 empty] | 1
7548 | Slight Reaction Startle Response 1st AM Off | No | No | No | Yes | No | Boolean (0 No, 1 Yes) |  | Any Sex | Live or Dead |  | Yes | No | Special Calculation | Specific |  |  |  |  | Alpha To Boolean | Startle Response 1st AM Off | [5 empty] | 0
7538 | Slight Reaction Startle Response 1st AM On | No | No | No | Yes | No | Boolean (0 No, 1 Yes) |  | Any Sex | Live or Dead |  | Yes | No | Special Calculation | Specific |  |  |  |  | Alpha To Boolean | Startle Response 1st AM On | [5 empty] | 0
7553 | Slight Reaction Startle Response 1st PM Off | No | No | No | Yes | No | Boolean (0 No, 1 Yes) |  | Any Sex | Live or Dead |  | Yes | No | Special Calculation | Specific |  |  |  |  | Alpha To Boolean | Startle Response 1st PM Off | [5 empty] | 0
7543 | Slight Reaction Startle Response 1st PM On | No | No | No | Yes | No | Boolean (0 No, 1 Yes) |  | Any Sex | Live or Dead |  | Yes | No | Special Calculation | Specific |  |  |  |  | Alpha To Boolean | Startle Response 1st PM On | [5 empty] | 0
3082 | Sodium | No | No | No | Yes | No | Numeric |  | Any Sex | Live or Dead | mmol/L |  |  |  | Single Occurrence
1761 | Sorbitol dehydrogenase | No | No | No | Yes | No | Numeric |  | Any Sex | Live or Dead | IU/L |  |  |  | Single Occurrence
229 | Specific Number of Animals Affected | No | Yes | No | No | No | Numeric |  | Any Sex | Live or Dead |  |  |  | Summary Calculation | Specific | Across Subjects |  |  | 0 | Count Positives Null | Clinical Observation Recorded | [6 empty] | A count of the number of animals within the group/sex combination that exhibited the observation at each specific point within the report analysis period.
4704 | Sperm Count per mg Cauda Epididymis (10^3/mg) | No | No | No | Yes | No | Numeric |  | Males Only | Live or Dead |  |  |  |  | Specific
2431 | Sperm Density (IVOS) | No | No | No | Yes | No | Numeric |  | Males Only | Live or Dead |  |  |  |  | Specific
1103 | Sperm Present? | No | No | No | Yes | No | Alphanumeric |  | Females Only | Live Only |  |  |  |  | Specific
3686 | Spherocytosis | No | No | No | Yes | No | Alphanumeric |  | Any Sex | Live or Dead |  |  |  |  | Specific
6752 | Spleen % Uptake | No | No | No | Yes | No | Numeric |  | Any Sex | Live or Dead | % |  |  |  | Single Occurrence
3401 | Spleen Cell Count | No | No | No | Yes | No | Numeric |  | Any Sex | Live or Dead | Splenocytes/mL |  |  |  | Single Occurrence
3407 | Spleen Cell Dilution | No | No | No | Yes | No | Numeric |  | Any Sex | Live or Dead |  |  |  |  | Single Occurrence
3404 | Spleen Cell Suspension Volume | No | No | No | Yes | No | Numeric |  | Any Sex | Live or Dead | ml |  |  |  | Single Occurrence
6753 | Spleen CPM/mg | No | No | No | Yes | No | Numeric |  | Any Sex | Live or Dead |  |  |  |  | Single Occurrence
1842 | Spleen Terminal BW (mg/g) | No | No | No | Yes | No | Numeric |  | Any Sex | Dead Only | mg/g |  |  | User Defined Formula | Single Occurrence |  |  |  | 2 |  |  |  | (A*1000)/B | A | Spleen Weight | Not Null (calculation fails if measurement is null)
1842 | Spleen Terminal BW (mg/g) | No | No | No | Yes | No | Numeric |  | Any Sex | Dead Only | mg/g |  |  | User Defined Formula | Single Occurrence |  |  |  | 2 |  |  |  | (A*1000)/B | B | Terminal Bodyweight | Not Null (calculation fails if measurement is null)
1841 | Spleen Weight | No | No | No | Yes | No | Numeric | Organ Weight | Any Sex | Dead Only | g |  |  |  | Single Occurrence
6184 | Spleen/Brain Weight (%) | No | No | No | Yes | No | Numeric |  | Any Sex | Live or Dead | % |  |  | User Defined Formula | Single Occurrence |  |  |  | 3 |  |  |  | (A/B) * 100 | A | Spleen Weight | Not Null (calculation fails if measurement is null)
6184 | Spleen/Brain Weight (%) | No | No | No | Yes | No | Numeric |  | Any Sex | Live or Dead | % |  |  | User Defined Formula | Single Occurrence |  |  |  | 3 |  |  |  | (A/B) * 100 | B | Brain Weight | Not Null (calculation fails if measurement is null)
3797 | Spon1 (CTL) | No | No | No | Yes | No | Numeric |  | Any Sex | Live or Dead |  |  |  |  | Single Occurrence
3767 | Spon1 (NK) | No | No | No | Yes | No | Numeric |  | Any Sex | Live or Dead |  |  |  |  | Single Occurrence
3798 | Spon2 (CTL) | No | No | No | Yes | No | Numeric |  | Any Sex | Live or Dead |  |  |  |  | Single Occurrence
3768 | Spon2 (NK) | No | No | No | Yes | No | Numeric |  | Any Sex | Live or Dead |  |  |  |  | Single Occurrence
3799 | Spon3 (CTL) | No | No | No | Yes | No | Numeric |  | Any Sex | Live or Dead |  |  |  |  | Single Occurrence
3769 | Spon3 (NK) | No | No | No | Yes | No | Numeric |  | Any Sex | Live or Dead |  |  |  |  | Single Occurrence
3800 | Spon4 (CTL) | No | No | No | Yes | No | Numeric |  | Any Sex | Live or Dead |  |  |  |  | Single Occurrence
3770 | Spon4 (NK) | No | No | No | Yes | No | Numeric |  | Any Sex | Live or Dead |  |  |  |  | Single Occurrence
3801 | Spon5 (CTL) | No | No | No | Yes | No | Numeric |  | Any Sex | Live or Dead |  |  |  |  | Single Occurrence
3771 | Spon5 (NK) | No | No | No | Yes | No | Numeric |  | Any Sex | Live or Dead |  |  |  |  | Single Occurrence
3802 | Spon6 (CTL) | No | No | No | Yes | No | Numeric |  | Any Sex | Live or Dead |  |  |  |  | Single Occurrence
3772 | Spon6 (NK) | No | No | No | Yes | No | Numeric |  | Any Sex | Live or Dead |  |  |  |  | Single Occurrence
3701 | Spun Hematocrit | No | No | No | Yes | No | Numeric |  | Any Sex | Live or Dead | % |  |  |  | Single Occurrence
2501 | Stage of Estrous | No | No | No | Yes | No | Alphanumeric |  | Females Only | Live or Dead |  |  |  |  | Specific
2504 | Stage of Estrous is D | No | No | No | Yes | No | Boolean (0 No, 1 Yes) |  | Females Only | Live or Dead |  | Yes | No | Special Calculation | Specific |  |  | Not Relative to Root Measurement |  | Alpha To Boolean | Stage of Estrous | [5 empty] | D
2502 | Stage of Estrous is E | No | No | No | Yes | No | Boolean (0 No, 1 Yes) |  | Females Only | Live or Dead |  | Yes | No | Special Calculation | Specific |  |  | Not Relative to Root Measurement |  | Alpha To Boolean | Stage of Estrous | [5 empty] | E
2503 | Stage of Estrous is M | No | No | No | Yes | No | Boolean (0 No, 1 Yes) |  | Females Only | Live or Dead |  | Yes | No | Special Calculation | Specific |  |  | Not Relative to Root Measurement |  | Alpha To Boolean | Stage of Estrous | [5 empty] | M
2505 | Stage of Estrous is P | No | No | No | Yes | No | Boolean (0 No, 1 Yes) |  | Females Only | Live or Dead |  | Yes | No | Special Calculation | Specific |  |  | Not Relative to Root Measurement |  | Alpha To Boolean | Stage of Estrous | [5 empty] | P
2527 | Stain Expiration Date | Yes | No | No | No | No | Alphanumeric | [7 empty] | Specific
2526 | Stain Lot Number | Yes | No | No | No | No | Alphanumeric | [7 empty] | Specific
2525 | Stain Manufacturer | Yes | No | No | No | No | Alphanumeric | [7 empty] | Specific
2524 | Stain Type | Yes | No | No | No | No | Alphanumeric | [7 empty] | Specific
86 | Standard Deviation - Left Eye | No | No | No | Yes | No | Numeric |  | Any Sex | Live or Dead |  |  |  |  | Specific
95 | Standard Deviation - Right Eye | No | No | No | Yes | No | Numeric |  | Any Sex | Live or Dead |  |  |  |  | Specific
2518 | Start of Estrous Cycle Marker | No | No | No | Yes | No | Alphanumeric |  | Females Only | Live or Dead |  |  |  | Special Calculation | Specific |  |  | Not Relative to Root Measurement |  | Start of Cycle | Stage of Estrous | [5 empty] | E
7101 | Startle Response 1st AM Off | No | No | No | Yes | No | Alphanumeric |  | Any Sex | Live or Dead |  |  |  |  | Specific
7021 | Startle Response 1st AM On | No | No | No | Yes | No | Alphanumeric |  | Any Sex | Live or Dead |  |  |  |  | Specific
7102 | Startle Response 1st PM Off | No | No | No | Yes | No | Alphanumeric |  | Any Sex | Live or Dead |  |  |  |  | Specific
7071 | Startle Response 1st PM On | No | No | No | Yes | No | Alphanumeric |  | Any Sex | Live or Dead |  |  |  |  | Specific
2430 | Static Cell % (IVOS) | No | No | No | Yes | No | Numeric |  | Males Only | Live or Dead | % |  |  |  | Specific
2429 | Static Cell Conc. (IVOS) | No | No | No | Yes | No | Numeric |  | Males Only | Live or Dead |  |  |  |  | Specific
2428 | Static Cell Count (IVOS) | No | No | No | Yes | No | Numeric |  | Males Only | Live or Dead |  |  |  |  | Specific
2402 | Static Fields (IVOS) | No | No | No | Yes | No | Numeric |  | Males Only | Live or Dead |  |  |  |  | Specific
37 | Stillborn Pups | No | No | No | Yes | No | Numeric |  | Females Only | Live or Dead |  |  |  |  | Specific
3944 | Stim 1 | No | No | No | Yes | No | Numeric |  | Any Sex | Live or Dead |  |  |  |  | Single Occurrence
3945 | Stim 2 | No | No | No | Yes | No | Numeric |  | Any Sex | Live or Dead |  |  |  |  | Single Occurrence
3946 | Stim 3 | No | No | No | Yes | No | Numeric |  | Any Sex | Live or Dead |  |  |  |  | Single Occurrence
3952 | Stimulation Index (anti-CD3 T-cell) | No | No | No | Yes | No | Numeric |  | Any Sex | Live or Dead |  |  |  | User Defined Formula | Single Occurrence |  |  |  | 2 |  |  |  | A/B | A | Average Stim | Not Null (calculation fails if measurement is null)
3952 | Stimulation Index (anti-CD3 T-cell) | No | No | No | Yes | No | Numeric |  | Any Sex | Live or Dead |  |  |  | User Defined Formula | Single Occurrence |  |  |  | 2 |  |  |  | A/B | B | Average Unstim | Not Null (calculation fails if measurement is null)
6341 | Stimulation Index (SI, FLOW) | No | No | No | Yes | No | Numeric |  | Any Sex | Live or Dead |  |  |  | User Defined Formula | Single Occurrence |  |  |  | 2 |  |  |  | (A*B)/(C*D) | A | Average Count (FLOW) | Not Null (calculation fails if measurement is null)
6341 | Stimulation Index (SI, FLOW) | No | No | No | Yes | No | Numeric |  | Any Sex | Live or Dead |  |  |  | User Defined Formula | Single Occurrence |  |  |  | 2 |  |  |  | (A*B)/(C*D) | B | Average EdU MFI | Not Null (calculation fails if measurement is null)
6341 | Stimulation Index (SI, FLOW) | No | No | No | Yes | No | Numeric |  | Any Sex | Live or Dead |  |  |  | User Defined Formula | Single Occurrence |  |  |  | 2 |  |  |  | (A*B)/(C*D) | C | Count Nonstim | Not Null (calculation fails if measurement is null)
6341 | Stimulation Index (SI, FLOW) | No | No | No | Yes | No | Numeric |  | Any Sex | Live or Dead |  |  |  | User Defined Formula | Single Occurrence |  |  |  | 2 |  |  |  | (A*B)/(C*D) | D | EdU MFI Nonstim | Not Null (calculation fails if measurement is null)
6661 | Stimulation Index (VCU) | No | No | No | Yes | No | Numeric |  | Any Sex | Live or Dead |  |  |  |  | Single Occurrence
5502 | Stomach, forestomach Wt. | No | No | No | Yes | No | Numeric |  | Any Sex | Live or Dead | g |  |  |  | Single Occurrence
5503 | Stomach, glandular Wt. | No | No | No | Yes | No | Numeric |  | Any Sex | Live or Dead | g |  |  |  | Single Occurrence
4521 | Straight Line Velocity (IVOS) | No | No | No | Yes | No | Numeric |  | Males Only | Live or Dead | um/second |  |  |  | Single Occurrence
2406 | Straightness (IVOS) | No | No | No | Yes | No | Numeric |  | Males Only | Live or Dead | % |  |  |  | Single Occurrence
7141 | Study Generation | Yes | No | No | No | No | Alphanumeric | [7 empty] | Specific
7628 | Subcutaneous tissue fat pad Terminal BW (mg/g) | No | No | No | Yes | No | Numeric |  | Any Sex | Live or Dead | mg/g |  |  | User Defined Formula | Single Occurrence |  |  |  | 2 |  |  |  | (A*1000)/B | A | Fat pad, subcutaneous tissue Weight | Not Null (calculation fails if measurement is null)
7628 | Subcutaneous tissue fat pad Terminal BW (mg/g) | No | No | No | Yes | No | Numeric |  | Any Sex | Live or Dead | mg/g |  |  | User Defined Formula | Single Occurrence |  |  |  | 2 |  |  |  | (A*1000)/B | B | Terminal Bodyweight | Not Null (calculation fails if measurement is null)
5961 | Sulfolane Plasma Concentration | No | No | No | Yes | No | Numeric |  | Any Sex | Live or Dead | ng/mL |  |  |  | Single Occurrence
5962 | Sulfolane Plasma LOD | No | No | No | Yes | No | Numeric |  | Any Sex | Live or Dead | ng/mL |  |  |  | Single Occurrence
5963 | Sulfolane Plasma LOQ | No | No | No | Yes | No | Numeric |  | Any Sex | Live or Dead | ng/mL |  |  |  | Single Occurrence
3689 | Target Cells | No | No | No | Yes | No | Alphanumeric |  | Any Sex | Live or Dead |  |  |  |  | Specific
6043 | TCA Uptake | No | No | No | Yes | No | Numeric |  | Any Sex | Live or Dead | pmol/Oocyte/45 min |  |  |  | Single Occurrence
7461 | TCPME Adult Plasma Concentration | No | No | No | Yes | No | Numeric |  | Any Sex | Live or Dead | ng/mL |  |  |  | Single Occurrence
7463 | TCPME Plasma LOD | No | No | No | Yes | No | Numeric |  | Any Sex | Live or Dead | ng/mL |  |  |  | Single Occurrence
7462 | TCPME Plasma LOQ | No | No | No | Yes | No | Numeric |  | Any Sex | Live or Dead | ng/mL |  |  |  | Single Occurrence
7466 | TCPME Pool Fetal Homog LOD | No | No | No | Yes | No | Numeric |  | Any Sex | Live or Dead | ng/g |  |  |  | Single Occurrence
7465 | TCPME Pool Fetal Homog LOQ | No | No | No | Yes | No | Numeric |  | Any Sex | Live or Dead | ng/g |  |  |  | Single Occurrence
7468 | TCPME Pooled Female Pup Plasma Concentration | No | No | No | Yes | No | Numeric |  | Any Sex | Live or Dead | ng/mL |  |  |  | Single Occurrence
7464 | TCPME Pooled Fetal Homogenate Concentration | No | No | No | Yes | No | Numeric |  | Any Sex | Live or Dead | ng/g |  |  |  | Single Occurrence
7467 | TCPME Pooled Male Pup Plasma Concentration | No | No | No | Yes | No | Numeric |  | Any Sex | Live or Dead | ng/mL |  |  |  | Single Occurrence
7469 | TCPMOH Adult Plasma Concentration | No | No | No | Yes | No | Numeric |  | Any Sex | Live or Dead | ng/mL |  |  |  | Single Occurrence
7471 | TCPMOH Plasma LOD | No | No | No | Yes | No | Numeric |  | Any Sex | Live or Dead | ng/mL |  |  |  | Single Occurrence
7470 | TCPMOH Plasma LOQ | No | No | No | Yes | No | Numeric |  | Any Sex | Live or Dead | ng/mL |  |  |  | Single Occurrence
7476 | TCPMOH Pooled Female Pup Plasma Concentration | No | No | No | Yes | No | Numeric |  | Any Sex | Live or Dead | ng/mL |  |  |  | Single Occurrence
7473 | TCPMOH Pooled Fetal Homog LOQ | No | No | No | Yes | No | Numeric |  | Any Sex | Live or Dead | ng/g |  |  |  | Single Occurrence
7472 | TCPMOH Pooled Fetal Homogenate Concentration | No | No | No | Yes | No | Numeric |  | Any Sex | Live or Dead | ng/g |  |  |  | Single Occurrence
7475 | TCPMOH Pooled Male Pup Plasma Concentration | No | No | No | Yes | No | Numeric |  | Any Sex | Live or Dead | ng/mL |  |  |  | Single Occurrence
7474 | TCPMOHPooled Fetal Homogenate LOD | No | No | No | Yes | No | Numeric |  | Any Sex | Live or Dead | ng/g |  |  |  | Single Occurrence
5783 | TCPP-1 Female Pup Plasma Concentration | No | No | No | Yes | No | Numeric |  | Any Sex | Live or Dead | ng/mL |  |  |  | Single Occurrence
5784 | TCPP-1 LOD in Plasma | No | No | No | Yes | No | Numeric |  | Any Sex | Live or Dead | ng/mL |  |  |  | Single Occurrence
5782 | TCPP-1 Male Pup Plasma Concentration | No | No | No | Yes | No | Numeric |  | Any Sex | Live or Dead | ng/mL |  |  |  | Single Occurrence
5781 | TCPP-1 Plasma Concentration | No | No | No | Yes | No | Numeric |  | Any Sex | Live or Dead | ng/mL |  |  |  | Single Occurrence
7063 | Temp Chip +1 hr. | No | No | No | Yes | No | Numeric |  | Any Sex | Live or Dead | °C |  |  |  | Specific
7062 | Temp Chip +10 min. | No | No | No | Yes | No | Numeric |  | Any Sex | Live or Dead | °C |  |  |  | Specific
7065 | Temp Chip +20 hr. | No | No | No | Yes | No | Numeric |  | Any Sex | Live or Dead | °C |  |  |  | Specific
7064 | Temp Chip +4 hr. | No | No | No | Yes | No | Numeric |  | Any Sex | Live or Dead | °C |  |  |  | Specific
7061 | Temp Chip -10 min. | No | No | No | Yes | No | Numeric |  | Any Sex | Live or Dead | °C |  |  |  | Specific
7068 | Temp Logger +1 hr. | No | No | No | Yes | No | Numeric |  | Any Sex | Live or Dead | °C |  |  |  | Specific
7067 | Temp Logger +10 min. | No | No | No | Yes | No | Numeric |  | Any Sex | Live or Dead | °C |  |  |  | Specific
7070 | Temp Logger +20 hr. | No | No | No | Yes | No | Numeric |  | Any Sex | Live or Dead | °C |  |  |  | Specific
7069 | Temp Logger +4 hr. | No | No | No | Yes | No | Numeric |  | Any Sex | Live or Dead | °C |  |  |  | Specific
7066 | Temp Logger -10 min. | No | No | No | Yes | No | Numeric |  | Any Sex | Live or Dead | °C |  |  |  | Specific
42 | Terminal Bodyweight | No | No | No | Yes | No | Numeric |  | Any Sex | Live or Dead | g |  |  |  | Single Occurrence
1182 | Testes (PR) | No | No | No | Yes | No | Numeric |  | Males Only | Dead Only | g |  |  |  | Single Occurrence
2621 | Testes (PR) Terminal BW (mg/g) | No | No | No | Yes | No | Numeric |  | Any Sex | Live or Dead | mg/g |  |  | User Defined Formula | Single Occurrence |  |  |  | 2 |  |  |  | (A*1000)/B | A | Testes (PR) | Not Null (calculation fails if measurement is null)
2621 | Testes (PR) Terminal BW (mg/g) | No | No | No | Yes | No | Numeric |  | Any Sex | Live or Dead | mg/g |  |  | User Defined Formula | Single Occurrence |  |  |  | 2 |  |  |  | (A*1000)/B | B | Terminal Bodyweight | Not Null (calculation fails if measurement is null)
3830 | Testes (PR)/Brain Weight (%) | No | No | No | Yes | No | Numeric |  | Males Only | Dead Only | % |  |  | User Defined Formula | Single Occurrence |  |  |  | 3 |  |  |  | A/B*100 | A | Testes (PR) | Not Null (calculation fails if measurement is null)
3830 | Testes (PR)/Brain Weight (%) | No | No | No | Yes | No | Numeric |  | Males Only | Dead Only | % |  |  | User Defined Formula | Single Occurrence |  |  |  | 3 |  |  |  | A/B*100 | B | Brain Weight | Not Null (calculation fails if measurement is null)
6931 | Testes Placed In: | No | No | No | Yes | No | Alphanumeric |  | Males Only | Dead Only |  |  |  |  | Specific
6934 | Testes Transferred To: | No | No | No | Yes | No | Alphanumeric |  | Males Only | Dead Only |  |  |  |  | Specific
1028 | Testicular Descent | No | No | No | Yes | Yes | Boolean (0 No, 1 Yes) |  | Males Only | Live Only |  | Yes | No |  | Specific
4528 | Testicular Spermatid Count (IVOS) | No | No | No | Yes | No | Numeric |  | Males Only | Live or Dead | Millions |  |  |  | Single Occurrence
4529 | Testicular Spermatid Density (IVOS) | No | No | No | Yes | No | Numeric |  | Males Only | Live or Dead | Millions per Gram |  |  |  | Single Occurrence
1861 | Testis Left Terminal BW (mg/g) | No | No | No | Yes | No | Numeric |  | Males Only | Dead Only | mg/g |  |  | User Defined Formula | Single Occurrence |  |  |  | 2 |  |  |  | (A*1000)/B | A | Testis-Left | Not Null (calculation fails if measurement is null)
1861 | Testis Left Terminal BW (mg/g) | No | No | No | Yes | No | Numeric |  | Males Only | Dead Only | mg/g |  |  | User Defined Formula | Single Occurrence |  |  |  | 2 |  |  |  | (A*1000)/B | B | Terminal Bodyweight | Not Null (calculation fails if measurement is null)
1808 | Testis Right Terminal BW (mg/g) | No | No | No | Yes | No | Numeric |  | Males Only | Dead Only | mg/g |  |  | User Defined Formula | Single Occurrence |  |  |  | 2 |  |  |  | (A*1000)/B | A | Testis-Right | Not Null (calculation fails if measurement is null)
1808 | Testis Right Terminal BW (mg/g) | No | No | No | Yes | No | Numeric |  | Males Only | Dead Only | mg/g |  |  | User Defined Formula | Single Occurrence |  |  |  | 2 |  |  |  | (A*1000)/B | B | Terminal Bodyweight | Not Null (calculation fails if measurement is null)
4703 | Testis Weight | No | No | No | Yes | No | Numeric |  | Males Only | Live or Dead | g |  |  |  | Single Occurrence
3831 | Testis, left/Brain Weight (%) | No | No | No | Yes | No | Numeric |  | Males Only | Dead Only | % |  |  | User Defined Formula | Single Occurrence |  |  |  | 3 |  |  |  | A/B*100 | A | Testis-Left | Not Null (calculation fails if measurement is null)
3831 | Testis, left/Brain Weight (%) | No | No | No | Yes | No | Numeric |  | Males Only | Dead Only | % |  |  | User Defined Formula | Single Occurrence |  |  |  | 3 |  |  |  | A/B*100 | B | Brain Weight | Not Null (calculation fails if measurement is null)
3832 | Testis, right/Brain Weight (%) | No | No | No | Yes | No | Numeric |  | Males Only | Dead Only | % |  |  | User Defined Formula | Single Occurrence |  |  |  | 3 |  |  |  | A/B*100 | A | Testis-Right | Not Null (calculation fails if measurement is null)
3832 | Testis, right/Brain Weight (%) | No | No | No | Yes | No | Numeric |  | Males Only | Dead Only | % |  |  | User Defined Formula | Single Occurrence |  |  |  | 3 |  |  |  | A/B*100 | B | Brain Weight | Not Null (calculation fails if measurement is null)
1183 | Testis-Left | No | No | No | Yes | No | Numeric |  | Males Only | Dead Only | g |  |  |  | Single Occurrence
1184 | Testis-Right | No | No | No | Yes | No | Numeric |  | Males Only | Dead Only | g |  |  |  | Single Occurrence
4224 | Testosterone | No | No | No | Yes | No | Numeric |  | Any Sex | Live or Dead | ng/mL |  |  |  | Single Occurrence
6763 | Thallium LOD | No | No | No | Yes | Yes | Numeric |  | Any Sex | Live or Dead | ng/mL |  |  |  | Single Occurrence
6764 | Thallium LOQ | No | No | No | Yes | Yes | Numeric |  | Any Sex | Live or Dead | ng/mL |  |  |  | Single Occurrence
6754 | Thymus % Uptake | No | No | No | Yes | No | Numeric |  | Any Sex | Live or Dead | % |  |  |  | Single Occurrence
6271 | Thymus CD4+ CD8+ Double Positive x10^6/thymus | No | No | No | Yes | No | Numeric |  | Any Sex | Live or Dead | x10^6/thymus |  |  | User Defined Formula | Single Occurrence |  |  |  | 2 |  |  |  | (A * B* C * D) | A | Thymus Total Lymphocytes | Not Null (calculation fails if measurement is null)
6271 | Thymus CD4+ CD8+ Double Positive x10^6/thymus | No | No | No | Yes | No | Numeric |  | Any Sex | Live or Dead | x10^6/thymus |  |  | User Defined Formula | Single Occurrence |  |  |  | 2 |  |  |  | (A * B* C * D) | B | Thymus Total T-cells | Not Null (calculation fails if measurement is null)
6271 | Thymus CD4+ CD8+ Double Positive x10^6/thymus | No | No | No | Yes | No | Numeric |  | Any Sex | Live or Dead | x10^6/thymus |  |  | User Defined Formula | Single Occurrence |  |  |  | 2 |  |  |  | (A * B* C * D) | C | Thymus CD4+ CD8+ T-cells | Not Null (calculation fails if measurement is null)
6271 | Thymus CD4+ CD8+ Double Positive x10^6/thymus | No | No | No | Yes | No | Numeric |  | Any Sex | Live or Dead | x10^6/thymus |  |  | User Defined Formula | Single Occurrence |  |  |  | 2 |  |  |  | (A * B* C * D) | D | Total Thymus Cells | Not Null (calculation fails if measurement is null)
6247 | Thymus CD4+ CD8+ T-cells | No | No | No | Yes | No | Numeric |  | Any Sex | Live or Dead |  |  |  |  | Single Occurrence
6245 | Thymus CD4+ T-cells | No | No | No | Yes | No | Numeric |  | Any Sex | Live or Dead |  |  |  |  | Single Occurrence
6269 | Thymus CD4+T-cells x10^6/thymus | No | No | No | Yes | No | Numeric |  | Any Sex | Live or Dead | x10^6/thymus |  |  | User Defined Formula | Single Occurrence |  |  |  | 2 |  |  |  | (A * B * C * D) | A | Thymus Total Lymphocytes | Not Null (calculation fails if measurement is null)
6269 | Thymus CD4+T-cells x10^6/thymus | No | No | No | Yes | No | Numeric |  | Any Sex | Live or Dead | x10^6/thymus |  |  | User Defined Formula | Single Occurrence |  |  |  | 2 |  |  |  | (A * B * C * D) | B | Thymus Total T-cells | Not Null (calculation fails if measurement is null)
6269 | Thymus CD4+T-cells x10^6/thymus | No | No | No | Yes | No | Numeric |  | Any Sex | Live or Dead | x10^6/thymus |  |  | User Defined Formula | Single Occurrence |  |  |  | 2 |  |  |  | (A * B * C * D) | C | Thymus CD4+ T-cells | Not Null (calculation fails if measurement is null)
6269 | Thymus CD4+T-cells x10^6/thymus | No | No | No | Yes | No | Numeric |  | Any Sex | Live or Dead | x10^6/thymus |  |  | User Defined Formula | Single Occurrence |  |  |  | 2 |  |  |  | (A * B * C * D) | D | Total Thymus Cells | Not Null (calculation fails if measurement is null)
6272 | Thymus CD4- CD8- Double Negative x10^6/thymus | No | No | No | Yes | No | Numeric |  | Any Sex | Live or Dead | x10^6/thymus |  |  | User Defined Formula | Single Occurrence |  |  |  | 2 |  |  |  | (A * B * C * D) | A | Thymus Total Lymphocytes | Not Null (calculation fails if measurement is null)
6272 | Thymus CD4- CD8- Double Negative x10^6/thymus | No | No | No | Yes | No | Numeric |  | Any Sex | Live or Dead | x10^6/thymus |  |  | User Defined Formula | Single Occurrence |  |  |  | 2 |  |  |  | (A * B * C * D) | B | Thymus Total T-cells | Not Null (calculation fails if measurement is null)
6272 | Thymus CD4- CD8- Double Negative x10^6/thymus | No | No | No | Yes | No | Numeric |  | Any Sex | Live or Dead | x10^6/thymus |  |  | User Defined Formula | Single Occurrence |  |  |  | 2 |  |  |  | (A * B * C * D) | C | Thymus CD4- CD8- T-cells | Not Null (calculation fails if measurement is null)
6272 | Thymus CD4- CD8- Double Negative x10^6/thymus | No | No | No | Yes | No | Numeric |  | Any Sex | Live or Dead | x10^6/thymus |  |  | User Defined Formula | Single Occurrence |  |  |  | 2 |  |  |  | (A * B * C * D) | D | Total Thymus Cells | Not Null (calculation fails if measurement is null)
6248 | Thymus CD4- CD8- T-cells | No | No | No | Yes | No | Numeric |  | Any Sex | Live or Dead |  |  |  |  | Single Occurrence
6279 | Thymus CD4:CD8 Ratio | No | No | No | Yes | No | Numeric |  | Any Sex | Live or Dead |  |  |  | User Defined Formula | Single Occurrence |  |  |  | 2 |  |  |  | (A/B) | A | Thymus CD4+T-cells x10^6/thymus | Not Null (calculation fails if measurement is null)
6279 | Thymus CD4:CD8 Ratio | No | No | No | Yes | No | Numeric |  | Any Sex | Live or Dead |  |  |  | User Defined Formula | Single Occurrence |  |  |  | 2 |  |  |  | (A/B) | B | Thymus CD8+T-cells x10^6/thymus | Not Null (calculation fails if measurement is null)
6246 | Thymus CD8+ T-cells | No | No | No | Yes | No | Numeric |  | Any Sex | Live or Dead |  |  |  |  | Single Occurrence
6270 | Thymus CD8+T-cells x10^6/thymus | No | No | No | Yes | No | Numeric |  | Any Sex | Live or Dead | x10^6/thymus |  |  | User Defined Formula | Single Occurrence |  |  |  | 2 |  |  |  | (A * B * C * D) | A | Thymus Total Lymphocytes | Not Null (calculation fails if measurement is null)
6270 | Thymus CD8+T-cells x10^6/thymus | No | No | No | Yes | No | Numeric |  | Any Sex | Live or Dead | x10^6/thymus |  |  | User Defined Formula | Single Occurrence |  |  |  | 2 |  |  |  | (A * B * C * D) | B | Thymus Total T-cells | Not Null (calculation fails if measurement is null)
6270 | Thymus CD8+T-cells x10^6/thymus | No | No | No | Yes | No | Numeric |  | Any Sex | Live or Dead | x10^6/thymus |  |  | User Defined Formula | Single Occurrence |  |  |  | 2 |  |  |  | (A * B * C * D) | C | Thymus CD8+ T-cells | Not Null (calculation fails if measurement is null)
6270 | Thymus CD8+T-cells x10^6/thymus | No | No | No | Yes | No | Numeric |  | Any Sex | Live or Dead | x10^6/thymus |  |  | User Defined Formula | Single Occurrence |  |  |  | 2 |  |  |  | (A * B * C * D) | D | Total Thymus Cells | Not Null (calculation fails if measurement is null)
6241 | Thymus Cell Count | No | No | No | Yes | No | Numeric |  | Any Sex | Live or Dead | cells/mL |  |  |  | Single Occurrence
6755 | Thymus CPM/mg | No | No | No | Yes | No | Numeric |  | Any Sex | Live or Dead |  |  |  |  | Single Occurrence
6265 | Thymus Percent CD4+ CD8+ Double Positive | No | No | No | Yes | No | Numeric |  | Any Sex | Live or Dead | % |  |  | User Defined Formula | Single Occurrence |  |  |  | 2 |  |  |  | (A * 100) | A | Thymus CD4+ CD8+ T-cells | Not Null (calculation fails if measurement is null)
6263 | Thymus Percent CD4+ T-cells | No | No | No | Yes | No | Numeric |  | Any Sex | Live or Dead | % |  |  | User Defined Formula | Single Occurrence |  |  |  | 2 |  |  |  | (A * 100) | A | Thymus CD4+ T-cells | Not Null (calculation fails if measurement is null)
6266 | Thymus Percent CD4- CD8- Double Negative | No | No | No | Yes | No | Numeric |  | Any Sex | Live or Dead | % |  |  | User Defined Formula | Single Occurrence |  |  |  | 2 |  |  |  | (A * 100) | A | Thymus CD4- CD8- T-cells | Not Null (calculation fails if measurement is null)
6264 | Thymus Percent CD8+ T-cells | No | No | No | Yes | No | Numeric |  | Any Sex | Live or Dead | % |  |  | User Defined Formula | Single Occurrence |  |  |  | 2 |  |  |  | (A * 100) | A | Thymus CD8+ T-cells | Not Null (calculation fails if measurement is null)
6261 | Thymus Percent Lymphocytes | No | No | No | Yes | No | Numeric |  | Any Sex | Live or Dead | % |  |  | User Defined Formula | Single Occurrence |  |  |  | 2 |  |  |  | (A * 100) | A | Thymus Total Lymphocytes | Not Null (calculation fails if measurement is null)
6262 | Thymus Percent T-cells | No | No | No | Yes | No | Numeric |  | Any Sex | Live or Dead | % |  |  | User Defined Formula | Single Occurrence |  |  |  | 2 |  |  |  | (A * 100) | A | Thymus Total T-cells | Not Null (calculation fails if measurement is null)
6242 | Thymus Suspension Volume | No | No | No | Yes | No | Numeric |  | Any Sex | Live or Dead | ml |  |  |  | Single Occurrence
1804 | Thymus Terminal BW (mg/g) | No | No | No | Yes | No | Numeric |  | Any Sex | Dead Only | mg/g |  |  | User Defined Formula | Single Occurrence |  |  |  | 2 |  |  |  | (A*1000)/B | A | Thymus Weight | Not Null (calculation fails if measurement is null)
1804 | Thymus Terminal BW (mg/g) | No | No | No | Yes | No | Numeric |  | Any Sex | Dead Only | mg/g |  |  | User Defined Formula | Single Occurrence |  |  |  | 2 |  |  |  | (A*1000)/B | B | Terminal Bodyweight | Not Null (calculation fails if measurement is null)
6243 | Thymus Total Lymphocytes | No | No | No | Yes | No | Numeric |  | Any Sex | Live or Dead |  |  |  |  | Single Occurrence
6244 | Thymus Total T-cells | No | No | No | Yes | No | Numeric |  | Any Sex | Live or Dead |  |  |  |  | Single Occurrence
1225 | Thymus Weight | No | No | No | Yes | No | Numeric |  | Any Sex | Live or Dead | g |  |  |  | Single Occurrence
6181 | Thymus/Brain Weight (%) | No | No | No | Yes | No | Numeric |  | Any Sex | Live or Dead | % |  |  | User Defined Formula | Single Occurrence |  |  |  | 3 |  |  |  | (A/B)* 100 | A | Thymus Weight | Not Null (calculation fails if measurement is null)
6181 | Thymus/Brain Weight (%) | No | No | No | Yes | No | Numeric |  | Any Sex | Live or Dead | % |  |  | User Defined Formula | Single Occurrence |  |  |  | 3 |  |  |  | (A/B)* 100 | B | Brain Weight | Not Null (calculation fails if measurement is null)
4221 | Thyroid Stimulating Hormone | No | No | No | Yes | No | Numeric |  | Any Sex | Live or Dead | ng/mL |  |  |  | Single Occurrence
1807 | Thyroid Terminal BW (mg/g) | No | No | No | Yes | No | Numeric |  | Any Sex | Dead Only | mg/g |  |  | User Defined Formula | Single Occurrence |  |  |  | 2 |  |  |  | (A*1000)/B | A | Thyroid Weight | Not Null (calculation fails if measurement is null)
1807 | Thyroid Terminal BW (mg/g) | No | No | No | Yes | No | Numeric |  | Any Sex | Dead Only | mg/g |  |  | User Defined Formula | Single Occurrence |  |  |  | 2 |  |  |  | (A*1000)/B | B | Terminal Bodyweight | Not Null (calculation fails if measurement is null)
1196 | Thyroid Weight | No | No | No | Yes | No | Numeric |  | Any Sex | Dead Only | g |  |  |  | Single Occurrence
3741 | Thyroid/parathyroid gland weight | No | No | No | Yes | No | Numeric |  | Any Sex | Dead Only | g |  |  |  | Single Occurrence
3742 | Thyroid/parathyroid Terminal BW (mg/g) | No | No | No | Yes | No | Numeric |  | Any Sex | Dead Only | mg/g |  |  | User Defined Formula | Single Occurrence |  |  |  | 2 |  |  |  | (A*1000)/B | A | Thyroid/parathyroid gland weight | Not Null (calculation fails if measurement is null)
3742 | Thyroid/parathyroid Terminal BW (mg/g) | No | No | No | Yes | No | Numeric |  | Any Sex | Dead Only | mg/g |  |  | User Defined Formula | Single Occurrence |  |  |  | 2 |  |  |  | (A*1000)/B | B | Terminal Bodyweight | Not Null (calculation fails if measurement is null)
3843 | Thyroid/Parathyroid/Brain Weight (%) | No | No | No | Yes | No | Numeric |  | Any Sex | Dead Only | % |  |  | User Defined Formula | Single Occurrence |  |  |  | 4 |  |  |  | A/B*100 | A | Thyroid/parathyroid gland weight | Not Null (calculation fails if measurement is null)
3843 | Thyroid/Parathyroid/Brain Weight (%) | No | No | No | Yes | No | Numeric |  | Any Sex | Dead Only | % |  |  | User Defined Formula | Single Occurrence |  |  |  | 4 |  |  |  | A/B*100 | B | Brain Weight | Not Null (calculation fails if measurement is null)
1121 | Thyrotropin | No | No | No | Yes | No | Numeric |  | Any Sex | Live or Dead | mg/ml |  |  |  | Specific
5863 | Tissue CYP1A1 Conc | No | No | No | Yes | No | Numeric |  | Any Sex | Live or Dead |  |  |  |  | Specific
6610 | Tissue Damping | No | No | No | Yes | No | Numeric |  | Any Sex | Live or Dead |  |  |  |  | Specific
6611 | Tissue Elastance | No | No | No | Yes | No | Numeric |  | Any Sex | Live or Dead |  |  |  |  | Specific
6562 | Tissue Flash Frozen | No | No | No | Yes | No | Boolean (0 No, 1 Yes) |  | Any Sex | Live or Dead |  | Yes | No |  | Single Occurrence
6612 | Tissue Hysteresivity | No | No | No | Yes | No | Numeric |  | Any Sex | Live or Dead |  |  |  | User Defined Formula | Specific |  |  |  | 4 |  |  |  | G/H | G | Tissue Damping | Not Null (calculation fails if measurement is null)
6612 | Tissue Hysteresivity | No | No | No | Yes | No | Numeric |  | Any Sex | Live or Dead |  |  |  | User Defined Formula | Specific |  |  |  | 4 |  |  |  | G/H | H | Tissue Elastance | Not Null (calculation fails if measurement is null)
7041 | Tissue Hysteresivity (G/H) | No | No | No | Yes | No | Numeric |  | Any Sex | Live or Dead |  |  |  |  | Specific
7127 | Titer (x10^5) | No | No | No | Yes | No | Numeric |  | Any Sex | Live or Dead | x10^5 |  |  | User Defined Formula | Specific |  |  |  | 3 |  |  |  | ((((A*B*C)/0.1)/D)/100000) | A | Plaque Count | Not Null (calculation fails if measurement is null)
7127 | Titer (x10^5) | No | No | No | Yes | No | Numeric |  | Any Sex | Live or Dead | x10^5 |  |  | User Defined Formula | Specific |  |  |  | 3 |  |  |  | ((((A*B*C)/0.1)/D)/100000) | B | Total Volume (mL) | Not Null (calculation fails if measurement is null)
7127 | Titer (x10^5) | No | No | No | Yes | No | Numeric |  | Any Sex | Live or Dead | x10^5 |  |  | User Defined Formula | Specific |  |  |  | 3 |  |  |  | ((((A*B*C)/0.1)/D)/100000) | C | Dilution | Not Null (calculation fails if measurement is null)
7127 | Titer (x10^5) | No | No | No | Yes | No | Numeric |  | Any Sex | Live or Dead | x10^5 |  |  | User Defined Formula | Specific |  |  |  | 3 |  |  |  | ((((A*B*C)/0.1)/D)/100000) | D | Lungs Weight | Not Null (calculation fails if measurement is null)
7567 | TMB Adult Plasma Concentration | No | No | No | Yes | No | Numeric |  | Any Sex | Live or Dead | ng/mL |  |  |  | Single Occurrence
7564 | TMB Amniotic Fluid Concentration | No | No | No | Yes | No | Numeric |  | Any Sex | Live or Dead | ng/mL |  |  |  | Single Occurrence
7566 | TMB Amniotic Fluid LOD | No | No | No | Yes | No | Numeric |  | Any Sex | Live or Dead | ng/mL |  |  |  | Single Occurrence
7565 | TMB Amniotic Fluid LOQ | No | No | No | Yes | No | Numeric |  | Any Sex | Live or Dead | ng/mL |  |  |  | Single Occurrence
7569 | TMB Female Pup Plasma Concentration | No | No | No | Yes | No | Numeric |  | Any Sex | Live or Dead | ng/mL |  |  |  | Single Occurrence
7561 | TMB GD18 Plasma Concentration | No | No | No | Yes | No | Numeric |  | Any Sex | Live or Dead | ng/mL |  |  |  | Single Occurrence
7563 | TMB GD18 Plasma LOD | No | No | No | Yes | No | Numeric |  | Any Sex | Live or Dead | ng/mL |  |  |  | Single Occurrence
7562 | TMB GD18 Plasma LOQ | No | No | No | Yes | No | Numeric |  | Any Sex | Live or Dead | ng/mL |  |  |  | Single Occurrence
7568 | TMB Male Pup Plasma Concentration | No | No | No | Yes | No | Numeric |  | Any Sex | Live or Dead | ng/mL |  |  |  | Single Occurrence
7571 | TMB Plasma LOD | No | No | No | Yes | No | Numeric |  | Any Sex | Live or Dead | ng/mL |  |  |  | Single Occurrence
7570 | TMB Plasma LOQ | No | No | No | Yes | No | Numeric |  | Any Sex | Live or Dead | ng/mL |  |  |  | Single Occurrence
5881 | Tot.Protein Concentration | No | No | No | Yes | No | Numeric |  | Any Sex | Live or Dead | mg/ml |  |  |  | Specific
4343 | Total Antral Follicle Ratio | No | No | No | Yes | No | Numeric |  | Females Only | Live or Dead |  |  |  | User Defined Formula | Single Occurrence |  |  |  | 2 |  |  |  | A / B | A | Total Antral Ovarian Follicles | Not Null (calculation fails if measurement is null)
4343 | Total Antral Follicle Ratio | No | No | No | Yes | No | Numeric |  | Females Only | Live or Dead |  |  |  | User Defined Formula | Single Occurrence |  |  |  | 2 |  |  |  | A / B | B | Total Ovarian Follicles | Not Null (calculation fails if measurement is null)
4322 | Total Antral Ovarian Follicles | No | No | No | Yes | No | Numeric |  | Females Only | Live or Dead |  |  |  | User Defined Formula | Single Occurrence |  |  |  | 0 |  |  |  | A + B | A | Total Antral Ovarian Follicles Left Ovary | Not Null (calculation fails if measurement is null)
4322 | Total Antral Ovarian Follicles | No | No | No | Yes | No | Numeric |  | Females Only | Live or Dead |  |  |  | User Defined Formula | Single Occurrence |  |  |  | 0 |  |  |  | A + B | B | Total Antral Ovarian Follicles Right Ovary | Not Null (calculation fails if measurement is null)
4320 | Total Antral Ovarian Follicles Left Ovary | No | No | No | Yes | No | Numeric |  | Females Only | Live or Dead |  |  |  | User Defined Formula | Single Occurrence |  |  |  | 0 |  |  |  | A + B + C + D + E | A | Antral Follicles Left Ovary Section 1 | Nullable
4320 | Total Antral Ovarian Follicles Left Ovary | No | No | No | Yes | No | Numeric |  | Females Only | Live or Dead |  |  |  | User Defined Formula | Single Occurrence |  |  |  | 0 |  |  |  | A + B + C + D + E | B | Antral Follicles Left Ovary Section 2 | Nullable
4320 | Total Antral Ovarian Follicles Left Ovary | No | No | No | Yes | No | Numeric |  | Females Only | Live or Dead |  |  |  | User Defined Formula | Single Occurrence |  |  |  | 0 |  |  |  | A + B + C + D + E | C | Antral Follicles Left Ovary Section 3 | Nullable
4320 | Total Antral Ovarian Follicles Left Ovary | No | No | No | Yes | No | Numeric |  | Females Only | Live or Dead |  |  |  | User Defined Formula | Single Occurrence |  |  |  | 0 |  |  |  | A + B + C + D + E | D | Antral Follicles Left Ovary Section 4 | Nullable
4320 | Total Antral Ovarian Follicles Left Ovary | No | No | No | Yes | No | Numeric |  | Females Only | Live or Dead |  |  |  | User Defined Formula | Single Occurrence |  |  |  | 0 |  |  |  | A + B + C + D + E | E | Antral Follicles Left Ovary Section 5 | Nullable
4321 | Total Antral Ovarian Follicles Right Ovary | No | No | No | Yes | No | Numeric |  | Females Only | Live or Dead |  |  |  | User Defined Formula | Single Occurrence |  |  |  | 0 |  |  |  | A + B + C + D + E | A | Antral Follicles Right Ovary Section 1 | Nullable
4321 | Total Antral Ovarian Follicles Right Ovary | No | No | No | Yes | No | Numeric |  | Females Only | Live or Dead |  |  |  | User Defined Formula | Single Occurrence |  |  |  | 0 |  |  |  | A + B + C + D + E | B | Antral Follicles Right Ovary Section 2 | Nullable
4321 | Total Antral Ovarian Follicles Right Ovary | No | No | No | Yes | No | Numeric |  | Females Only | Live or Dead |  |  |  | User Defined Formula | Single Occurrence |  |  |  | 0 |  |  |  | A + B + C + D + E | C | Antral Follicles Right Ovary Section 3 | Nullable
4321 | Total Antral Ovarian Follicles Right Ovary | No | No | No | Yes | No | Numeric |  | Females Only | Live or Dead |  |  |  | User Defined Formula | Single Occurrence |  |  |  | 0 |  |  |  | A + B + C + D + E | D | Antral Follicles Right Ovary Section 4 | Nullable
4321 | Total Antral Ovarian Follicles Right Ovary | No | No | No | Yes | No | Numeric |  | Females Only | Live or Dead |  |  |  | User Defined Formula | Single Occurrence |  |  |  | 0 |  |  |  | A + B + C + D + E | E | Antral Follicles Right Ovary Section 5 | Nullable
4346 | Total Atretic Follicle Ratio | No | No | No | Yes | No | Numeric |  | Females Only | Live or Dead |  |  |  | User Defined Formula | Single Occurrence |  |  |  | 2 |  |  |  | A / B | A | Total Atretic Ovarian Follicles | Not Null (calculation fails if measurement is null)
4346 | Total Atretic Follicle Ratio | No | No | No | Yes | No | Numeric |  | Females Only | Live or Dead |  |  |  | User Defined Formula | Single Occurrence |  |  |  | 2 |  |  |  | A / B | B | Total Ovarian Follicles | Not Null (calculation fails if measurement is null)
4325 | Total Atretic Ovarian Follicles | No | No | No | Yes | No | Numeric |  | Females Only | Live or Dead |  |  |  | User Defined Formula | Single Occurrence |  |  |  | 0 |  |  |  | A + B | A | Total Atretic Ovarian Follicles Left Ovary | Not Null (calculation fails if measurement is null)
4325 | Total Atretic Ovarian Follicles | No | No | No | Yes | No | Numeric |  | Females Only | Live or Dead |  |  |  | User Defined Formula | Single Occurrence |  |  |  | 0 |  |  |  | A + B | B | Total Atretic Ovarian Follicles Right Ovary | Not Null (calculation fails if measurement is null)
4323 | Total Atretic Ovarian Follicles Left Ovary | No | No | No | Yes | No | Numeric |  | Females Only | Live or Dead |  |  |  | User Defined Formula | Single Occurrence |  |  |  | 0 |  |  |  | A + B + C + D + E | A | Atretic Follicles Left Ovary Section 1 | Nullable
4323 | Total Atretic Ovarian Follicles Left Ovary | No | No | No | Yes | No | Numeric |  | Females Only | Live or Dead |  |  |  | User Defined Formula | Single Occurrence |  |  |  | 0 |  |  |  | A + B + C + D + E | B | Atretic Follicles Left Ovary Section 2 | Nullable
4323 | Total Atretic Ovarian Follicles Left Ovary | No | No | No | Yes | No | Numeric |  | Females Only | Live or Dead |  |  |  | User Defined Formula | Single Occurrence |  |  |  | 0 |  |  |  | A + B + C + D + E | C | Atretic Follicles Left Ovary Section 3 | Nullable
4323 | Total Atretic Ovarian Follicles Left Ovary | No | No | No | Yes | No | Numeric |  | Females Only | Live or Dead |  |  |  | User Defined Formula | Single Occurrence |  |  |  | 0 |  |  |  | A + B + C + D + E | D | Atretic Follicles Left Ovary Section 4 | Nullable
4323 | Total Atretic Ovarian Follicles Left Ovary | No | No | No | Yes | No | Numeric |  | Females Only | Live or Dead |  |  |  | User Defined Formula | Single Occurrence |  |  |  | 0 |  |  |  | A + B + C + D + E | E | Atretic Follicles Left Ovary Section 5 | Nullable
4324 | Total Atretic Ovarian Follicles Right Ovary | No | No | No | Yes | No | Numeric |  | Females Only | Live or Dead |  |  |  | User Defined Formula | Single Occurrence |  |  |  | 0 |  |  |  | A + B + C + D + E | A | Atretic Follicles Right Ovary Section 1 | Nullable
4324 | Total Atretic Ovarian Follicles Right Ovary | No | No | No | Yes | No | Numeric |  | Females Only | Live or Dead |  |  |  | User Defined Formula | Single Occurrence |  |  |  | 0 |  |  |  | A + B + C + D + E | B | Atretic Follicles Right Ovary Section 2 | Nullable
4324 | Total Atretic Ovarian Follicles Right Ovary | No | No | No | Yes | No | Numeric |  | Females Only | Live or Dead |  |  |  | User Defined Formula | Single Occurrence |  |  |  | 0 |  |  |  | A + B + C + D + E | C | Atretic Follicles Right Ovary Section 3 | Nullable
4324 | Total Atretic Ovarian Follicles Right Ovary | No | No | No | Yes | No | Numeric |  | Females Only | Live or Dead |  |  |  | User Defined Formula | Single Occurrence |  |  |  | 0 |  |  |  | A + B + C + D + E | D | Atretic Follicles Right Ovary Section 4 | Nullable
4324 | Total Atretic Ovarian Follicles Right Ovary | No | No | No | Yes | No | Numeric |  | Females Only | Live or Dead |  |  |  | User Defined Formula | Single Occurrence |  |  |  | 0 |  |  |  | A + B + C + D + E | E | Atretic Follicles Right Ovary Section 5 | Nullable
3081 | Total Bilirubin | No | No | No | Yes | No | Numeric |  | Any Sex | Live or Dead | mg/dL |  |  |  | Single Occurrence
3699 | Total Bilirubin (alpha) | No | No | No | Yes | No | Alphanumeric |  | Any Sex | Live or Dead | mg/dL |  |  |  | Specific
4022 | Total Bone Marrow Cells | No | No | No | Yes | No | Numeric |  | Any Sex | Live or Dead | x10^6 |  |  | User Defined Formula | Single Occurrence |  |  |  | 2 |  |  |  | IF(A IS NOTHING, (B*C)/1000000, A*B) | A | Bone Marrow Cells (x10^6/mL) | Nullable
4022 | Total Bone Marrow Cells | No | No | No | Yes | No | Numeric |  | Any Sex | Live or Dead | x10^6 |  |  | User Defined Formula | Single Occurrence |  |  |  | 2 |  |  |  | IF(A IS NOTHING, (B*C)/1000000, A*B) | B | Bone Marrow Volume | Not Null (calculation fails if measurement is null)
4022 | Total Bone Marrow Cells | No | No | No | Yes | No | Numeric |  | Any Sex | Live or Dead | x10^6 |  |  | User Defined Formula | Single Occurrence |  |  |  | 2 |  |  |  | IF(A IS NOTHING, (B*C)/1000000, A*B) | C | BM Cells (/mL) | Nullable
6168 | Total Cells | No | No | No | Yes | No | Numeric |  | Any Sex | Live or Dead |  |  |  |  | Single Occurrence
2543 | Total Culled Pups | No | No | No | Yes | No | Numeric |  | Any Sex | Live or Dead |  |  |  | User Defined Formula | Single Occurrence |  |  |  | 0 |  |  |  | A-B | A | WLSS-Live Pups on Day 4 | Not Null (calculation fails if measurement is null)
2543 | Total Culled Pups | No | No | No | Yes | No | Numeric |  | Any Sex | Live or Dead |  |  |  | User Defined Formula | Single Occurrence |  |  |  | 0 |  |  |  | A-B | B | Live Total - Post Cull | Not Null (calculation fails if measurement is null)
271 | Total Food Cons. Per Animal | No | No | Yes | No | No | Numeric |  |  |  | g |  |  | Special Calculation | Range |  |  |  | 1 | Food Total Consumption
4349 | Total Growing Follicle Ratio | No | No | No | Yes | No | Numeric |  | Females Only | Live or Dead |  |  |  | User Defined Formula | Single Occurrence |  |  |  | 2 |  |  |  | A / B | A | Total Growing Ovarian Follicles | Not Null (calculation fails if measurement is null)
4349 | Total Growing Follicle Ratio | No | No | No | Yes | No | Numeric |  | Females Only | Live or Dead |  |  |  | User Defined Formula | Single Occurrence |  |  |  | 2 |  |  |  | A / B | B | Total Ovarian Follicles | Not Null (calculation fails if measurement is null)
4328 | Total Growing Ovarian Follicles | No | No | No | Yes | No | Numeric |  | Females Only | Live or Dead |  |  |  | User Defined Formula | Single Occurrence |  |  |  | 0 |  |  |  | A + B | A | Total Growing Ovarian Follicles Left Ovary | Not Null (calculation fails if measurement is null)
4328 | Total Growing Ovarian Follicles | No | No | No | Yes | No | Numeric |  | Females Only | Live or Dead |  |  |  | User Defined Formula | Single Occurrence |  |  |  | 0 |  |  |  | A + B | B | Total Growing Ovarian Follicles Right Ovary | Not Null (calculation fails if measurement is null)
4326 | Total Growing Ovarian Follicles Left Ovary | No | No | No | Yes | No | Numeric |  | Females Only | Live or Dead |  |  |  | User Defined Formula | Single Occurrence |  |  |  | 0 |  |  |  | A + B + C + D | A | Total Primordial Ovarian Follicles Left Ovary | Nullable
4326 | Total Growing Ovarian Follicles Left Ovary | No | No | No | Yes | No | Numeric |  | Females Only | Live or Dead |  |  |  | User Defined Formula | Single Occurrence |  |  |  | 0 |  |  |  | A + B + C + D | B | Total Primary Ovarian Follicles Left Ovary | Nullable
4326 | Total Growing Ovarian Follicles Left Ovary | No | No | No | Yes | No | Numeric |  | Females Only | Live or Dead |  |  |  | User Defined Formula | Single Occurrence |  |  |  | 0 |  |  |  | A + B + C + D | C | Total Secondary Ovarian Follicles Left Ovary | Nullable
4326 | Total Growing Ovarian Follicles Left Ovary | No | No | No | Yes | No | Numeric |  | Females Only | Live or Dead |  |  |  | User Defined Formula | Single Occurrence |  |  |  | 0 |  |  |  | A + B + C + D | D | Total Antral Ovarian Follicles Left Ovary | Nullable
4327 | Total Growing Ovarian Follicles Right Ovary | No | No | No | Yes | No | Numeric |  | Females Only | Live or Dead |  |  |  | User Defined Formula | Single Occurrence |  |  |  | 0 |  |  |  | A + B + C + D | A | Total Primordial Ovarian Follicles Right Ovary | Nullable
4327 | Total Growing Ovarian Follicles Right Ovary | No | No | No | Yes | No | Numeric |  | Females Only | Live or Dead |  |  |  | User Defined Formula | Single Occurrence |  |  |  | 0 |  |  |  | A + B + C + D | B | Total Primary Ovarian Follicles Right Ovary | Nullable
4327 | Total Growing Ovarian Follicles Right Ovary | No | No | No | Yes | No | Numeric |  | Females Only | Live or Dead |  |  |  | User Defined Formula | Single Occurrence |  |  |  | 0 |  |  |  | A + B + C + D | C | Total Secondary Ovarian Follicles Right Ovary | Nullable
4327 | Total Growing Ovarian Follicles Right Ovary | No | No | No | Yes | No | Numeric |  | Females Only | Live or Dead |  |  |  | User Defined Formula | Single Occurrence |  |  |  | 0 |  |  |  | A + B + C + D | D | Total Antral Ovarian Follicles Right Ovary | Nullable
4561 | Total Lung Sample Weight | No | No | No | Yes | No | Numeric |  | Any Sex | Live or Dead | g |  |  |  | Specific
3023 | Total Lymphocyte count | No | No | No | Yes | No | Numeric |  | Any Sex | Live or Dead | K/uL |  |  |  | Single Occurrence
4883 | Total Lymphocyte Percent | No | No | No | Yes | No | Numeric |  | Any Sex | Live or Dead | % |  |  |  | Single Occurrence
3441 | Total Lymphocytes | No | No | No | Yes | No | Numeric |  | Any Sex | Live or Dead |  |  |  |  | Single Occurrence
3474 | Total Lymphocytes per spleen | No | No | No | Yes | No | Numeric |  | Any Sex | Live or Dead | cells/spleen |  |  | User Defined Formula | Single Occurrence |  |  |  | 0 |  |  |  | (A*B) | A | Total Lymphocytes | Not Null (calculation fails if measurement is null)
3474 | Total Lymphocytes per spleen | No | No | No | Yes | No | Numeric |  | Any Sex | Live or Dead | cells/spleen |  |  | User Defined Formula | Single Occurrence |  |  |  | 0 |  |  |  | (A*B) | B | Total Number of Spleen Cells | Not Null (calculation fails if measurement is null)
6273 | Total Lymphocytes per Thymus | No | No | No | Yes | No | Numeric |  | Any Sex | Live or Dead | cells/thymus |  |  | User Defined Formula | Single Occurrence |  |  |  | 0 |  |  |  | (A * 1000000) | A | Total Lymphocytes x10^6/thymus | Not Null (calculation fails if measurement is null)
3465 | Total Lymphocytes x10^6/spleen | No | No | No | Yes | No | Numeric |  | Any Sex | Live or Dead | x10^6/spleen |  |  | User Defined Formula | Single Occurrence |  |  |  | 2 |  |  |  | (A*B)/1000000 | A | Total Lymphocytes | Not Null (calculation fails if measurement is null)
3465 | Total Lymphocytes x10^6/spleen | No | No | No | Yes | No | Numeric |  | Any Sex | Live or Dead | x10^6/spleen |  |  | User Defined Formula | Single Occurrence |  |  |  | 2 |  |  |  | (A*B)/1000000 | B | Total Number of Spleen Cells | Not Null (calculation fails if measurement is null)
6267 | Total Lymphocytes x10^6/thymus | No | No | No | Yes | No | Numeric |  | Any Sex | Live or Dead | x10^6/thymus |  |  | User Defined Formula | Single Occurrence |  |  |  | 2 |  |  |  | (A * B) | A | Thymus Total Lymphocytes | Not Null (calculation fails if measurement is null)
6267 | Total Lymphocytes x10^6/thymus | No | No | No | Yes | No | Numeric |  | Any Sex | Live or Dead | x10^6/thymus |  |  | User Defined Formula | Single Occurrence |  |  |  | 2 |  |  |  | (A * B) | B | Total Thymus Cells | Not Null (calculation fails if measurement is null)
4563 | Total Ni Lung Burden | No | No | No | Yes | No | Numeric |  | Any Sex | Live or Dead | ug/lung |  |  |  | Specific
4884 | Total Nucleated Cells | No | No | No | Yes | No | Numeric |  | Any Sex | Live or Dead | K/uL |  |  |  | Single Occurrence
83 | Total Number of Cells - Left Eye | No | No | No | Yes | No | Numeric |  | Any Sex | Live or Dead |  |  |  |  | Specific
92 | Total Number of Cells - Right Eye | No | No | No | Yes | No | Numeric |  | Any Sex | Live or Dead |  |  |  |  | Specific
6087 | Total Number of Erythrocytes | No | No | No | Yes | No | Numeric |  | Any Sex | Live or Dead |  |  |  |  | Single Occurrence
6088 | Total Number of Platelets | No | No | No | Yes | No | Numeric |  | Any Sex | Live or Dead |  |  |  |  | Single Occurrence
6090 | Total Number of Reticulocytes | No | No | No | Yes | No | Numeric |  | Any Sex | Live or Dead |  |  |  |  | Single Occurrence
3403 | Total Number of Spleen Cells | No | No | No | Yes | No | Numeric |  | Any Sex | Live or Dead |  |  |  | User Defined Formula | Single Occurrence |  |  |  | 1 |  |  |  | (A*B) | A | Spleen Cell Count | Not Null (calculation fails if measurement is null)
3403 | Total Number of Spleen Cells | No | No | No | Yes | No | Numeric |  | Any Sex | Live or Dead |  |  |  | User Defined Formula | Single Occurrence |  |  |  | 1 |  |  |  | (A*B) | B | Spleen Cell Suspension Volume | Not Null (calculation fails if measurement is null)
4331 | Total Ovarian Follicles | No | No | No | Yes | No | Numeric |  | Females Only | Live or Dead |  |  |  | User Defined Formula | Single Occurrence |  |  |  | 0 |  |  |  | A + B | A | Total Ovarian Follicles Left Ovary | Not Null (calculation fails if measurement is null)
4331 | Total Ovarian Follicles | No | No | No | Yes | No | Numeric |  | Females Only | Live or Dead |  |  |  | User Defined Formula | Single Occurrence |  |  |  | 0 |  |  |  | A + B | B | Total Ovarian Follicles Right Ovary | Not Null (calculation fails if measurement is null)
4329 | Total Ovarian Follicles Left Ovary | No | No | No | Yes | No | Numeric |  | Females Only | Live or Dead |  |  |  | User Defined Formula | Single Occurrence |  |  |  | 0 |  |  |  | A + B + C + D + E | A | Total Primordial Ovarian Follicles Left Ovary | Nullable
4329 | Total Ovarian Follicles Left Ovary | No | No | No | Yes | No | Numeric |  | Females Only | Live or Dead |  |  |  | User Defined Formula | Single Occurrence |  |  |  | 0 |  |  |  | A + B + C + D + E | B | Total Primary Ovarian Follicles Left Ovary | Nullable
4329 | Total Ovarian Follicles Left Ovary | No | No | No | Yes | No | Numeric |  | Females Only | Live or Dead |  |  |  | User Defined Formula | Single Occurrence |  |  |  | 0 |  |  |  | A + B + C + D + E | C | Total Secondary Ovarian Follicles Left Ovary | Nullable
4329 | Total Ovarian Follicles Left Ovary | No | No | No | Yes | No | Numeric |  | Females Only | Live or Dead |  |  |  | User Defined Formula | Single Occurrence |  |  |  | 0 |  |  |  | A + B + C + D + E | D | Total Antral Ovarian Follicles Left Ovary | Nullable
4329 | Total Ovarian Follicles Left Ovary | No | No | No | Yes | No | Numeric |  | Females Only | Live or Dead |  |  |  | User Defined Formula | Single Occurrence |  |  |  | 0 |  |  |  | A + B + C + D + E | E | Total Atretic Ovarian Follicles Left Ovary | Nullable
4330 | Total Ovarian Follicles Right Ovary | No | No | No | Yes | No | Numeric |  | Females Only | Live or Dead |  |  |  | User Defined Formula | Single Occurrence |  |  |  | 0 |  |  |  | A + B + C + D + E | A | Total Primordial Ovarian Follicles Right Ovary | Nullable
4330 | Total Ovarian Follicles Right Ovary | No | No | No | Yes | No | Numeric |  | Females Only | Live or Dead |  |  |  | User Defined Formula | Single Occurrence |  |  |  | 0 |  |  |  | A + B + C + D + E | B | Total Primary Ovarian Follicles Right Ovary | Nullable
4330 | Total Ovarian Follicles Right Ovary | No | No | No | Yes | No | Numeric |  | Females Only | Live or Dead |  |  |  | User Defined Formula | Single Occurrence |  |  |  | 0 |  |  |  | A + B + C + D + E | C | Total Secondary Ovarian Follicles Right Ovary | Nullable
4330 | Total Ovarian Follicles Right Ovary | No | No | No | Yes | No | Numeric |  | Females Only | Live or Dead |  |  |  | User Defined Formula | Single Occurrence |  |  |  | 0 |  |  |  | A + B + C + D + E | D | Total Antral Ovarian Follicles Right Ovary | Nullable
4330 | Total Ovarian Follicles Right Ovary | No | No | No | Yes | No | Numeric |  | Females Only | Live or Dead |  |  |  | User Defined Formula | Single Occurrence |  |  |  | 0 |  |  |  | A + B + C + D + E | E | Total Atretic Ovarian Follicles Right Ovary | Nullable
4337 | Total Primary Follicle Ratio | No | No | No | Yes | No | Numeric |  | Females Only | Live or Dead |  |  |  | User Defined Formula | Single Occurrence |  |  |  | 2 |  |  |  | A / B | A | Total Primary Ovarian Follicles | Not Null (calculation fails if measurement is null)
4337 | Total Primary Follicle Ratio | No | No | No | Yes | No | Numeric |  | Females Only | Live or Dead |  |  |  | User Defined Formula | Single Occurrence |  |  |  | 2 |  |  |  | A / B | B | Total Ovarian Follicles | Not Null (calculation fails if measurement is null)
4316 | Total Primary Ovarian Follicles | No | No | No | Yes | No | Numeric |  | Females Only | Live or Dead |  |  |  | User Defined Formula | Single Occurrence |  |  |  | 0 |  |  |  | A + B | A | Total Primary Ovarian Follicles Left Ovary | Not Null (calculation fails if measurement is null)
4316 | Total Primary Ovarian Follicles | No | No | No | Yes | No | Numeric |  | Females Only | Live or Dead |  |  |  | User Defined Formula | Single Occurrence |  |  |  | 0 |  |  |  | A + B | B | Total Primary Ovarian Follicles Right Ovary | Not Null (calculation fails if measurement is null)
4314 | Total Primary Ovarian Follicles Left Ovary | No | No | No | Yes | No | Numeric |  | Females Only | Live or Dead |  |  |  | User Defined Formula | Single Occurrence |  |  |  | 0 |  |  |  | A + B + C + D + E | A | Primary Follicles Left Ovary Section 1 | Nullable
4314 | Total Primary Ovarian Follicles Left Ovary | No | No | No | Yes | No | Numeric |  | Females Only | Live or Dead |  |  |  | User Defined Formula | Single Occurrence |  |  |  | 0 |  |  |  | A + B + C + D + E | B | Primary Follicles Left Ovary Section 2 | Nullable
4314 | Total Primary Ovarian Follicles Left Ovary | No | No | No | Yes | No | Numeric |  | Females Only | Live or Dead |  |  |  | User Defined Formula | Single Occurrence |  |  |  | 0 |  |  |  | A + B + C + D + E | C | Primary Follicles Left Ovary Section 3 | Nullable
4314 | Total Primary Ovarian Follicles Left Ovary | No | No | No | Yes | No | Numeric |  | Females Only | Live or Dead |  |  |  | User Defined Formula | Single Occurrence |  |  |  | 0 |  |  |  | A + B + C + D + E | D | Primary Follicles Left Ovary Section 4 | Nullable
4314 | Total Primary Ovarian Follicles Left Ovary | No | No | No | Yes | No | Numeric |  | Females Only | Live or Dead |  |  |  | User Defined Formula | Single Occurrence |  |  |  | 0 |  |  |  | A + B + C + D + E | E | Primary Follicles Left Ovary Section 5 | Nullable
4315 | Total Primary Ovarian Follicles Right Ovary | No | No | No | Yes | No | Numeric |  | Females Only | Live or Dead |  |  |  | User Defined Formula | Single Occurrence |  |  |  | 0 |  |  |  | A + B + C + D + E | A | Primary Follicles Right Ovary Section 1 | Nullable
4315 | Total Primary Ovarian Follicles Right Ovary | No | No | No | Yes | No | Numeric |  | Females Only | Live or Dead |  |  |  | User Defined Formula | Single Occurrence |  |  |  | 0 |  |  |  | A + B + C + D + E | B | Primary Follicles Right Ovary Section 2 | Nullable
4315 | Total Primary Ovarian Follicles Right Ovary | No | No | No | Yes | No | Numeric |  | Females Only | Live or Dead |  |  |  | User Defined Formula | Single Occurrence |  |  |  | 0 |  |  |  | A + B + C + D + E | C | Primary Follicles Right Ovary Section 3 | Nullable
4315 | Total Primary Ovarian Follicles Right Ovary | No | No | No | Yes | No | Numeric |  | Females Only | Live or Dead |  |  |  | User Defined Formula | Single Occurrence |  |  |  | 0 |  |  |  | A + B + C + D + E | D | Primary Follicles Right Ovary Section 4 | Nullable
4315 | Total Primary Ovarian Follicles Right Ovary | No | No | No | Yes | No | Numeric |  | Females Only | Live or Dead |  |  |  | User Defined Formula | Single Occurrence |  |  |  | 0 |  |  |  | A + B + C + D + E | E | Primary Follicles Right Ovary Section 5 | Nullable
4334 | Total Primordial Follicle Ratio | No | No | No | Yes | No | Numeric |  | Females Only | Live or Dead |  |  |  | User Defined Formula | Single Occurrence |  |  |  | 2 |  |  |  | A / B | A | Total Primordial Ovarian Follicles | Not Null (calculation fails if measurement is null)
4334 | Total Primordial Follicle Ratio | No | No | No | Yes | No | Numeric |  | Females Only | Live or Dead |  |  |  | User Defined Formula | Single Occurrence |  |  |  | 2 |  |  |  | A / B | B | Total Ovarian Follicles | Not Null (calculation fails if measurement is null)
4313 | Total Primordial Ovarian Follicles | No | No | No | Yes | No | Numeric |  | Females Only | Live or Dead |  |  |  | User Defined Formula | Single Occurrence |  |  |  | 0 |  |  |  | A + B | A | Total Primordial Ovarian Follicles Left Ovary | Not Null (calculation fails if measurement is null)
4313 | Total Primordial Ovarian Follicles | No | No | No | Yes | No | Numeric |  | Females Only | Live or Dead |  |  |  | User Defined Formula | Single Occurrence |  |  |  | 0 |  |  |  | A + B | B | Total Primordial Ovarian Follicles Right Ovary | Not Null (calculation fails if measurement is null)
4311 | Total Primordial Ovarian Follicles Left Ovary | No | No | No | Yes | No | Numeric |  | Females Only | Live or Dead |  |  |  | User Defined Formula | Single Occurrence |  |  |  | 0 |  |  |  | A + B + C + D + E | A | Primordial Follicles Left Ovary Section 1 | Nullable
4311 | Total Primordial Ovarian Follicles Left Ovary | No | No | No | Yes | No | Numeric |  | Females Only | Live or Dead |  |  |  | User Defined Formula | Single Occurrence |  |  |  | 0 |  |  |  | A + B + C + D + E | B | Primordial Follicles Left Ovary Section 2 | Nullable
4311 | Total Primordial Ovarian Follicles Left Ovary | No | No | No | Yes | No | Numeric |  | Females Only | Live or Dead |  |  |  | User Defined Formula | Single Occurrence |  |  |  | 0 |  |  |  | A + B + C + D + E | C | Primordial Follicles Left Ovary Section 3 | Nullable
4311 | Total Primordial Ovarian Follicles Left Ovary | No | No | No | Yes | No | Numeric |  | Females Only | Live or Dead |  |  |  | User Defined Formula | Single Occurrence |  |  |  | 0 |  |  |  | A + B + C + D + E | D | Primordial Follicles Left Ovary Section 4 | Nullable
4311 | Total Primordial Ovarian Follicles Left Ovary | No | No | No | Yes | No | Numeric |  | Females Only | Live or Dead |  |  |  | User Defined Formula | Single Occurrence |  |  |  | 0 |  |  |  | A + B + C + D + E | E | Primordial Follicles Left Ovary Section 5 | Nullable
4312 | Total Primordial Ovarian Follicles Right Ovary | No | No | No | Yes | No | Numeric |  | Females Only | Live or Dead |  |  |  | User Defined Formula | Single Occurrence |  |  |  | 0 |  |  |  | A + B + C + D + E | A | Primordial Follicles Right Ovary Section 1 | Nullable
4312 | Total Primordial Ovarian Follicles Right Ovary | No | No | No | Yes | No | Numeric |  | Females Only | Live or Dead |  |  |  | User Defined Formula | Single Occurrence |  |  |  | 0 |  |  |  | A + B + C + D + E | B | Primordial Follicles Right Ovary Section 2 | Nullable
4312 | Total Primordial Ovarian Follicles Right Ovary | No | No | No | Yes | No | Numeric |  | Females Only | Live or Dead |  |  |  | User Defined Formula | Single Occurrence |  |  |  | 0 |  |  |  | A + B + C + D + E | C | Primordial Follicles Right Ovary Section 3 | Nullable
4312 | Total Primordial Ovarian Follicles Right Ovary | No | No | No | Yes | No | Numeric |  | Females Only | Live or Dead |  |  |  | User Defined Formula | Single Occurrence |  |  |  | 0 |  |  |  | A + B + C + D + E | D | Primordial Follicles Right Ovary Section 4 | Nullable
4312 | Total Primordial Ovarian Follicles Right Ovary | No | No | No | Yes | No | Numeric |  | Females Only | Live or Dead |  |  |  | User Defined Formula | Single Occurrence |  |  |  | 0 |  |  |  | A + B + C + D + E | E | Primordial Follicles Right Ovary Section 5 | Nullable
1765 | Total protein | No | No | No | Yes | No | Numeric |  | Any Sex | Live or Dead | g/dL |  |  |  | Single Occurrence
5861 | Total Protein Concentration | No | No | No | Yes | No | Numeric |  | Any Sex | Live or Dead | mg/ml |  |  |  | Specific
4167 | Total Pulmonary Cells - Mouse | No | No | No | Yes | No | Numeric |  | Any Sex | Live or Dead | x10^4 |  |  | User Defined Formula | Single Occurrence |  |  |  | 2 |  |  |  | A * B | A | Phagocytosis Volume | Not Null (calculation fails if measurement is null)
4167 | Total Pulmonary Cells - Mouse | No | No | No | Yes | No | Numeric |  | Any Sex | Live or Dead | x10^4 |  |  | User Defined Formula | Single Occurrence |  |  |  | 2 |  |  |  | A * B | B | Mouse Pulmonary Cell Number | Not Null (calculation fails if measurement is null)
4166 | Total Pulmonary Cells - Rat | No | No | No | Yes | No | Numeric |  | Any Sex | Live or Dead | x10^6 |  |  | User Defined Formula | Single Occurrence |  |  |  | 2 |  |  |  | A * B | A | Phagocytosis Volume | Not Null (calculation fails if measurement is null)
4166 | Total Pulmonary Cells - Rat | No | No | No | Yes | No | Numeric |  | Any Sex | Live or Dead | x10^6 |  |  | User Defined Formula | Single Occurrence |  |  |  | 2 |  |  |  | A * B | B | Rat Pulmonary Cell Number | Not Null (calculation fails if measurement is null)
303 | Total Pup Food Period Bodyweight (End) | No | No | No | Yes | No | Numeric |  | Any Sex | Live or Dead | g |  |  | Summary Calculation | Range | Across Subjects |  |  | 1 | Sum | Pup Bodyweight at Food Period End | [6 empty] | This is the weight of the whole litter at the indicated point in the measurement period.
301 | Total Pup Food Period Bodyweight (Mean) | No | No | No | Yes | No | Numeric |  | Any Sex | Live or Dead | g |  |  | Summary Calculation | Range | Across Subjects |  |  | 1 | Sum | Pup Bodyweight at Food Period Mean | [6 empty] | This is the weight of the whole litter at the indicated point in the measurement period.
300 | Total Pup Food Period Bodyweight (Midpoint) | No | No | No | Yes | No | Numeric |  | Any Sex | Live or Dead | g |  |  | Summary Calculation | Range | Across Subjects |  |  | 1 | Sum | Pup Bodyweight at Food Period Midpoint | [6 empty] | This is the weight of the whole litter at the indicated point in the measurement period.
302 | Total Pup Food Period Bodyweight (Start) | No | No | No | Yes | No | Numeric |  | Any Sex | Live or Dead | g |  |  | Summary Calculation | Range | Across Subjects |  |  | 1 | Sum | Pup Bodyweight at Food Period Start | [6 empty] | This is the weight of the whole litter at the indicated point in the measurement period.
299 | Total Pup Water Period Bodyweight (End) | No | No | No | Yes | No | Numeric |  | Any Sex | Live or Dead | g |  |  | Summary Calculation | Range | Across Subjects |  |  | 1 | Sum | Pup Bodyweight at Water Period End | [6 empty] | This is the weight of the whole litter at the indicated point in the measurement period.
297 | Total Pup Water Period Bodyweight (Mean) | No | No | No | Yes | No | Numeric |  | Any Sex | Live or Dead | g |  |  | Summary Calculation | Range | Across Subjects |  |  | 1 | Sum | Pup Bodyweight at Water Period Mean | [6 empty] | This is the weight of the whole litter at the indicated point in the measurement period.
296 | Total Pup Water Period Bodyweight (Midpoint) | No | No | No | Yes | No | Numeric |  | Any Sex | Live or Dead | g |  |  | Summary Calculation | Range | Across Subjects |  |  | 1 | Sum | Pup Bodyweight at Water Period Midpoint | [6 empty] | This is the weight of the whole litter at the indicated point in the measurement period.
298 | Total Pup Water Period Bodyweight (Start) | No | No | No | Yes | No | Numeric |  | Any Sex | Live or Dead | g |  |  | Summary Calculation | Range | Across Subjects |  |  | 1 | Sum | Pup Bodyweight at Water Period Start | [6 empty] | This is the weight of the whole litter at the indicated point in the measurement period.
7342 | Total Scheduled Removals Day 0 | No | No | No | Yes | No | Numeric |  | Any Sex | Live or Dead |  |  |  | Summary Calculation | Single Occurrence | Across Subjects |  | Not Relative to Root Measurement | 0 | Count Positives | Pup was Scheduled Removal Day 0
5122 | Total Scheduled Removals Day 4 | No | No | No | Yes | No | Numeric |  | Any Sex | Live or Dead |  |  |  | Summary Calculation | Single Occurrence | Across Subjects |  | Not Relative to Root Measurement | 0 | Count Positives | Pup was Scheduled Removal Day 4
2545 | Total Scheduled Removals Days 0-1 | No | No | No | Yes | No | Numeric |  | Any Sex | Live or Dead |  |  |  | Summary Calculation | Single Occurrence | Across Subjects |  | Not Relative to Root Measurement | 0 | Count Positives | Pup was Scheduled Removal Days 0-1
6142 | Total Scheduled Removals Days 0-21 | No | No | No | Yes | No | Numeric |  | Any Sex | Live or Dead |  |  |  | Summary Calculation | Single Occurrence | Across Subjects |  | Not Relative to Root Measurement | 0 | Count Positives | Pup was Scheduled Removal Days 0-21
6122 | Total Scheduled Removals Days 0-28 | No | No | No | Yes | No | Numeric |  | Any Sex | Live or Dead |  |  |  | Summary Calculation | Single Occurrence | Across Subjects |  | Not Relative to Root Measurement | 0 | Count Positives | Pup was Scheduled Removal Days 0-28
4193 | Total Scheduled Removals Days 1-12 | No | No | No | Yes | No | Numeric |  | Any Sex | Live or Dead |  |  |  | Summary Calculation | Single Occurrence | Across Subjects |  | Not Relative to Root Measurement | 0 | Count Positives | Pup was Scheduled Removal Days 1-12
2900 | Total Scheduled Removals Days 1-21 | No | No | No | Yes | No | Numeric |  | Any Sex | Live or Dead |  |  |  | Summary Calculation | Single Occurrence | Across Subjects |  | Not Relative to Root Measurement | 0 | Count Positives | Pup was Scheduled Removal Days 1-21
2574 | Total Scheduled Removals Days 1-28 | No | No | No | Yes | No | Numeric |  | Any Sex | Live or Dead |  |  |  | Summary Calculation | Single Occurrence | Across Subjects |  | Not Relative to Root Measurement | 0 | Count Positives | Pup was Scheduled Removal Days 1-28
2547 | Total Scheduled Removals Days 1-4 | No | No | No | Yes | No | Numeric |  | Any Sex | Live or Dead |  |  |  | Summary Calculation | Single Occurrence | Across Subjects |  | Not Relative to Root Measurement | 0 | Count Positives | Pup was Scheduled Removal Days 1-4
5462 | Total Scheduled Removals Days 10-12 | No | No | No | Yes | No | Numeric |  | Females Only | Live or Dead |  |  |  | Summary Calculation | Single Occurrence | Across Subjects |  |  | 0 | Count Positives | Pup was Scheduled Removal Days 10-12
2558 | Total Scheduled Removals Days 10-13 | No | No | No | Yes | No | Numeric |  | Any Sex | Live or Dead |  |  |  | Summary Calculation | Single Occurrence | Across Subjects |  | Not Relative to Root Measurement | 0 | Count Positives | Pup was Scheduled Removal Days 10-13
4190 | Total Scheduled Removals Days 12-14 | No | No | No | Yes | No | Numeric |  | Any Sex | Live or Dead |  |  |  | Summary Calculation | Single Occurrence | Across Subjects |  | Not Relative to Root Measurement | 0 | Count Positives | Pup was Scheduled Removal Days 12-14
4196 | Total Scheduled Removals Days 12-28 | No | No | No | Yes | No | Numeric |  | Any Sex | Live or Dead |  |  |  | Summary Calculation | Single Occurrence | Across Subjects |  | Not Relative to Root Measurement | 0 | Count Positives | Pup was Scheduled Removal Days 12-28
2560 | Total Scheduled Removals Days 13-16 | No | No | No | Yes | No | Numeric |  | Any Sex | Live or Dead |  |  |  | Summary Calculation | Single Occurrence | Across Subjects |  | Not Relative to Root Measurement | 0 | Count Positives | Pup was Scheduled Removal Days 13-16
2566 | Total Scheduled Removals Days 14-21 | No | No | No | Yes | No | Numeric |  | Any Sex | Live or Dead |  |  |  | Summary Calculation | Single Occurrence | Across Subjects |  | Not Relative to Root Measurement | 0 | Count Positives | Pup was Scheduled Removal Days 14-21
6148 | Total Scheduled Removals Days 14-21 wean 21 | No | No | No | Yes | No | Numeric |  | Any Sex | Live or Dead |  |  |  | Summary Calculation | Single Occurrence | Across Subjects |  | Not Relative to Root Measurement | 0 | Count Positives | Pup was Scheduled Removal Days 14-21 wean 21
2562 | Total Scheduled Removals Days 16-19 | No | No | No | Yes | No | Numeric |  | Any Sex | Live or Dead |  |  |  | Summary Calculation | Single Occurrence | Across Subjects |  | Not Relative to Root Measurement | 0 | Count Positives | Pup was Scheduled Removal Days 16-19
2564 | Total Scheduled Removals Days 19-21 | No | No | No | Yes | No | Numeric |  | Any Sex | Live or Dead |  |  |  | Summary Calculation | Single Occurrence | Across Subjects |  | Not Relative to Root Measurement | 0 | Count Positives | Pup was Scheduled Removal Days 19-21
6145 | Total Scheduled Removals Days 19-21 wean 21 | No | No | No | Yes | No | Numeric |  | Any Sex | Live or Dead |  |  |  | Summary Calculation | Single Occurrence | Across Subjects |  | Not Relative to Root Measurement | 0 | Count Positives | Pup was Scheduled Removal Days 19-21 wean 21
2568 | Total Scheduled Removals Days 21-25 | No | No | No | Yes | No | Numeric |  | Any Sex | Live or Dead |  |  |  | Summary Calculation | Single Occurrence | Across Subjects |  | Not Relative to Root Measurement | 0 | Count Positives | Pup was Scheduled Removal Days 21-25
2572 | Total Scheduled Removals Days 21-28 | No | No | No | Yes | No | Numeric |  | Any Sex | Live or Dead |  |  |  | Summary Calculation | Single Occurrence | Across Subjects |  | Not Relative to Root Measurement | 0 | Count Positives | Pup was Scheduled Removal Days 21-28
2570 | Total Scheduled Removals Days 25-28 | No | No | No | Yes | No | Numeric |  | Any Sex | Live or Dead |  |  |  | Summary Calculation | Single Occurrence | Across Subjects |  | Not Relative to Root Measurement | 0 | Count Positives | Pup was Scheduled Removal Days 25-28
2579 | Total Scheduled Removals Days 4-21 (no cull) | No | No | No | Yes | No | Numeric |  | Any Sex | Live or Dead |  |  |  | Summary Calculation | Single Occurrence | Across Subjects |  | Not Relative to Root Measurement | 0 | Count Positives | Pup was Scheduled Removal Days 4-21 (no cull)
2584 | Total Scheduled Removals Days 4-28 (no cull) | No | No | No | Yes | No | Numeric |  | Any Sex | Live or Dead |  |  |  | Summary Calculation | Single Occurrence | Across Subjects |  | Not Relative to Root Measurement | 0 | Count Positives | Pup was Scheduled Removal Days 4-28 (no cull)
2549 | Total Scheduled Removals Days 4-7 (no cull) | No | No | No | Yes | No | Numeric |  | Any Sex | Live or Dead |  |  |  | Summary Calculation | Single Occurrence | Across Subjects |  | Not Relative to Root Measurement | 0 | Count Positives | Pup was Scheduled Removal Days 4-7 (no cull)
2554 | Total Scheduled Removals Days 7-10 | No | No | No | Yes | No | Numeric |  | Any Sex | Live or Dead |  |  |  | Summary Calculation | Single Occurrence | Across Subjects |  | Not Relative to Root Measurement | 0 | Count Positives | Pup was Scheduled Removal Days 7-10
5386 | Total Scheduled Removals Days 7-11 | No | No | No | Yes | No | Numeric |  | Females Only | Live or Dead |  |  |  | Summary Calculation | Single Occurrence | Across Subjects |  |  | 0 | Count Positives | Pup was Scheduled Removal Days 7-11
4182 | Total Scheduled Removals Days 7-12 | No | No | No | Yes | No | Numeric |  | Any Sex | Live or Dead |  |  |  | Summary Calculation | Single Occurrence | Across Subjects |  | Not Relative to Root Measurement | 0 | Count Positives | Pup was Scheduled Removal Days 7-12
2556 | Total Scheduled Removals Days 7-14 | No | No | No | Yes | No | Numeric |  | Any Sex | Live or Dead |  |  |  | Summary Calculation | Single Occurrence | Across Subjects |  | Not Relative to Root Measurement | 0 | Count Positives | Pup was Scheduled Removal Days 7-14
4340 | Total Secondary Follicle Ratio | No | No | No | Yes | No | Numeric |  | Females Only | Live or Dead |  |  |  | User Defined Formula | Single Occurrence |  |  |  | 2 |  |  |  | A / B | A | Total Secondary Ovarian Follicles | Not Null (calculation fails if measurement is null)
4340 | Total Secondary Follicle Ratio | No | No | No | Yes | No | Numeric |  | Females Only | Live or Dead |  |  |  | User Defined Formula | Single Occurrence |  |  |  | 2 |  |  |  | A / B | B | Total Ovarian Follicles | Not Null (calculation fails if measurement is null)
4319 | Total Secondary Ovarian Follicles | No | No | No | Yes | No | Numeric |  | Females Only | Live or Dead |  |  |  | User Defined Formula | Single Occurrence |  |  |  | 0 |  |  |  | A + B | A | Total Secondary Ovarian Follicles Left Ovary | Not Null (calculation fails if measurement is null)
4319 | Total Secondary Ovarian Follicles | No | No | No | Yes | No | Numeric |  | Females Only | Live or Dead |  |  |  | User Defined Formula | Single Occurrence |  |  |  | 0 |  |  |  | A + B | B | Total Secondary Ovarian Follicles Right Ovary | Not Null (calculation fails if measurement is null)
4317 | Total Secondary Ovarian Follicles Left Ovary | No | No | No | Yes | No | Numeric |  | Females Only | Live or Dead |  |  |  | User Defined Formula | Single Occurrence |  |  |  | 0 |  |  |  | A + B + C + D + E | A | Secondary Follicles Left Ovary Section 1 | Nullable
4317 | Total Secondary Ovarian Follicles Left Ovary | No | No | No | Yes | No | Numeric |  | Females Only | Live or Dead |  |  |  | User Defined Formula | Single Occurrence |  |  |  | 0 |  |  |  | A + B + C + D + E | B | Secondary Follicles Left Ovary Section 2 | Nullable
4317 | Total Secondary Ovarian Follicles Left Ovary | No | No | No | Yes | No | Numeric |  | Females Only | Live or Dead |  |  |  | User Defined Formula | Single Occurrence |  |  |  | 0 |  |  |  | A + B + C + D + E | C | Secondary Follicles Left Ovary Section 3 | Nullable
4317 | Total Secondary Ovarian Follicles Left Ovary | No | No | No | Yes | No | Numeric |  | Females Only | Live or Dead |  |  |  | User Defined Formula | Single Occurrence |  |  |  | 0 |  |  |  | A + B + C + D + E | D | Secondary Follicles Left Ovary Section 4 | Nullable
4317 | Total Secondary Ovarian Follicles Left Ovary | No | No | No | Yes | No | Numeric |  | Females Only | Live or Dead |  |  |  | User Defined Formula | Single Occurrence |  |  |  | 0 |  |  |  | A + B + C + D + E | E | Secondary Follicles Left Ovary Section 5 | Nullable
4318 | Total Secondary Ovarian Follicles Right Ovary | No | No | No | Yes | No | Numeric |  | Females Only | Live or Dead |  |  |  | User Defined Formula | Single Occurrence |  |  |  | 0 |  |  |  | A + B + C + D + E | A | Secondary Follicles Right Ovary Section 1 | Nullable
4318 | Total Secondary Ovarian Follicles Right Ovary | No | No | No | Yes | No | Numeric |  | Females Only | Live or Dead |  |  |  | User Defined Formula | Single Occurrence |  |  |  | 0 |  |  |  | A + B + C + D + E | B | Secondary Follicles Right Ovary Section 2 | Nullable
4318 | Total Secondary Ovarian Follicles Right Ovary | No | No | No | Yes | No | Numeric |  | Females Only | Live or Dead |  |  |  | User Defined Formula | Single Occurrence |  |  |  | 0 |  |  |  | A + B + C + D + E | C | Secondary Follicles Right Ovary Section 3 | Nullable
4318 | Total Secondary Ovarian Follicles Right Ovary | No | No | No | Yes | No | Numeric |  | Females Only | Live or Dead |  |  |  | User Defined Formula | Single Occurrence |  |  |  | 0 |  |  |  | A + B + C + D + E | D | Secondary Follicles Right Ovary Section 4 | Nullable
4318 | Total Secondary Ovarian Follicles Right Ovary | No | No | No | Yes | No | Numeric |  | Females Only | Live or Dead |  |  |  | User Defined Formula | Single Occurrence |  |  |  | 0 |  |  |  | A + B + C + D + E | E | Secondary Follicles Right Ovary Section 5 | Nullable
4001 | Total Spleen Cells | No | No | No | Yes | No | Numeric |  | Any Sex | Live or Dead | x10^6 |  |  | User Defined Formula | Single Occurrence |  |  |  | 1 |  |  |  | (A*B)/1000000 | A | Spleen Cell Count | Not Null (calculation fails if measurement is null)
4001 | Total Spleen Cells | No | No | No | Yes | No | Numeric |  | Any Sex | Live or Dead | x10^6 |  |  | User Defined Formula | Single Occurrence |  |  |  | 1 |  |  |  | (A*B)/1000000 | B | Spleen Cell Suspension Volume | Not Null (calculation fails if measurement is null)
3442 | Total T-cells | No | No | No | Yes | No | Numeric |  | Any Sex | Live or Dead |  |  |  |  | Single Occurrence
3475 | Total T-cells per spleen | No | No | No | Yes | No | Numeric |  | Any Sex | Live or Dead | cells/spleen |  |  | User Defined Formula | Single Occurrence |  |  |  | 0 |  |  |  | (A*B*C) | A | Total T-cells | Not Null (calculation fails if measurement is null)
3475 | Total T-cells per spleen | No | No | No | Yes | No | Numeric |  | Any Sex | Live or Dead | cells/spleen |  |  | User Defined Formula | Single Occurrence |  |  |  | 0 |  |  |  | (A*B*C) | B | Total Number of Spleen Cells | Not Null (calculation fails if measurement is null)
3475 | Total T-cells per spleen | No | No | No | Yes | No | Numeric |  | Any Sex | Live or Dead | cells/spleen |  |  | User Defined Formula | Single Occurrence |  |  |  | 0 |  |  |  | (A*B*C) | C | Total Lymphocytes | Not Null (calculation fails if measurement is null)
6274 | Total T-cells per Thymus | No | No | No | Yes | No | Numeric |  | Any Sex | Live or Dead | cells/thymus |  |  | User Defined Formula | Single Occurrence |  |  |  | 0 |  |  |  | (A * 1000000) | A | Total Thymus T-cells x10^6/thymus | Not Null (calculation fails if measurement is null)
3466 | Total T-cells x10^6/spleen | No | No | No | Yes | No | Numeric |  | Any Sex | Live or Dead | x10^6/spleen |  |  | User Defined Formula | Single Occurrence |  |  |  | 2 |  |  |  | (A*B*C)/1000000 | A | Total T-cells | Not Null (calculation fails if measurement is null)
3466 | Total T-cells x10^6/spleen | No | No | No | Yes | No | Numeric |  | Any Sex | Live or Dead | x10^6/spleen |  |  | User Defined Formula | Single Occurrence |  |  |  | 2 |  |  |  | (A*B*C)/1000000 | B | Total Number of Spleen Cells | Not Null (calculation fails if measurement is null)
3466 | Total T-cells x10^6/spleen | No | No | No | Yes | No | Numeric |  | Any Sex | Live or Dead | x10^6/spleen |  |  | User Defined Formula | Single Occurrence |  |  |  | 2 |  |  |  | (A*B*C)/1000000 | C | Total Lymphocytes | Not Null (calculation fails if measurement is null)
3483 | Total T-Cells:B-cells ratio | No | No | No | Yes | No | Numeric |  | Any Sex | Live or Dead |  |  |  | User Defined Formula | Single Occurrence |  |  |  | 2 |  |  |  | (A/B) | A | Total T-cells per spleen | Not Null (calculation fails if measurement is null)
3483 | Total T-Cells:B-cells ratio | No | No | No | Yes | No | Numeric |  | Any Sex | Live or Dead |  |  |  | User Defined Formula | Single Occurrence |  |  |  | 2 |  |  |  | (A/B) | B | B-cells per spleen | Not Null (calculation fails if measurement is null)
5223 | Total T3 | No | No | No | Yes | No | Numeric |  | Any Sex | Live or Dead | ng/mL |  |  |  | Specific
4564 | Total Test Article Lung Burden | No | No | No | Yes | No | Numeric |  | Any Sex | Live or Dead | ug/lung |  |  |  | Specific
6249 | Total Thymus Cells | No | No | No | Yes | No | Numeric |  | Any Sex | Live or Dead | x10^6 |  |  | User Defined Formula | Single Occurrence |  |  |  | 2 |  |  |  | (A * B)/1000000 | A | Thymus Cell Count | Not Null (calculation fails if measurement is null)
6249 | Total Thymus Cells | No | No | No | Yes | No | Numeric |  | Any Sex | Live or Dead | x10^6 |  |  | User Defined Formula | Single Occurrence |  |  |  | 2 |  |  |  | (A * B)/1000000 | B | Thymus Suspension Volume | Not Null (calculation fails if measurement is null)
6268 | Total Thymus T-cells x10^6/thymus | No | No | No | Yes | No | Numeric |  | Any Sex | Live or Dead | x10^6/thymus |  |  | User Defined Formula | Single Occurrence |  |  |  | 2 |  |  |  | (A * B * C) | A | Thymus Total Lymphocytes | Not Null (calculation fails if measurement is null)
6268 | Total Thymus T-cells x10^6/thymus | No | No | No | Yes | No | Numeric |  | Any Sex | Live or Dead | x10^6/thymus |  |  | User Defined Formula | Single Occurrence |  |  |  | 2 |  |  |  | (A * B * C) | B | Thymus Total T-cells | Not Null (calculation fails if measurement is null)
6268 | Total Thymus T-cells x10^6/thymus | No | No | No | Yes | No | Numeric |  | Any Sex | Live or Dead | x10^6/thymus |  |  | User Defined Formula | Single Occurrence |  |  |  | 2 |  |  |  | (A * B * C) | C | Total Thymus Cells | Not Null (calculation fails if measurement is null)
3902 | Total Thyroxine | No | No | No | Yes | No | Numeric |  | Any Sex | Live or Dead | ug/dL |  |  |  | Single Occurrence
7125 | Total Volume (mL) | No | No | No | Yes | No | Numeric |  | Any Sex | Live or Dead | ml |  |  | User Defined Formula | Specific |  |  |  | 3 |  |  |  | (A/(B/100)) | A | Lungs Weight | Not Null (calculation fails if measurement is null)
7125 | Total Volume (mL) | No | No | No | Yes | No | Numeric |  | Any Sex | Live or Dead | ml |  |  | User Defined Formula | Specific |  |  |  | 3 |  |  |  | (A/(B/100)) | B | W/V (%) | Not Null (calculation fails if measurement is null)
272 | Total Water Cons. Per Animal | No | No | Yes | No | No | Numeric |  |  |  | g |  |  | Special Calculation | Range |  |  |  | 1 | Water Total Consumption
2405 | Track Velocity (IVOS) | No | No | No | Yes | No | Numeric |  | Males Only | Live or Dead | um/second |  |  |  | Specific
5723 | Trans-resveratrol 3-O-B-D glucuronide Concentration in Plasma | No | No | No | Yes | No | Numeric |  | Any Sex | Live or Dead | ng/mL |  |  |  | Single Occurrence
5722 | Trans-resveratrol 3-sulfate Concentration in Plasma | No | No | No | Yes | No | Numeric |  | Any Sex | Live or Dead | ng/mL |  |  |  | Single Occurrence
5721 | Trans-resveratrol Concentration in Plasma | No | No | No | Yes | No | Numeric |  | Any Sex | Live or Dead | ng/mL |  |  |  | Single Occurrence
1771 | Triglycerides | No | No | No | Yes | No | Numeric |  | Any Sex | Live or Dead | mg/dL |  |  |  | Single Occurrence
4222 | Triiodothyronine | No | No | No | Yes | No | Numeric |  | Any Sex | Live or Dead | ng/dL |  |  |  | Single Occurrence
5221 | TSH | No | No | No | Yes | No | Numeric |  | Any Sex | Live or Dead | ng/mL |  |  |  | Specific
5325 | Tungsten Blood LOD | No | No | No | Yes | No | Numeric |  | Any Sex | Live or Dead | ug/g |  |  |  | Single Occurrence
5321 | Tungsten Concentration in Blood | No | No | No | Yes | No | Numeric |  | Any Sex | Live or Dead | ug/g |  |  |  | Single Occurrence
5701 | Tungsten Concentration in Kidney | No | No | No | Yes | No | Numeric |  | Any Sex | Live or Dead | ug/g |  |  |  | Single Occurrence
5706 | Tungsten Concentration in Plasma | No | No | No | Yes | No | Numeric |  | Any Sex | Live or Dead | µg/mL |  |  |  | Single Occurrence
5322 | Tungsten Concentration in Urine | No | No | No | Yes | No | Numeric |  | Any Sex | Live or Dead | ug/g |  |  |  | Single Occurrence
6402 | Tungsten Female Pup Plasma Concentration | No | No | No | Yes | No | Numeric |  | Any Sex | Live or Dead | ug/mL |  |  |  | Single Occurrence
6401 | Tungsten Male Pup Plasma Concentration | No | No | No | Yes | No | Numeric |  | Any Sex | Live or Dead | ug/mL |  |  |  | Single Occurrence
6405 | Tungsten Maternal Plasma Concentration | No | No | No | Yes | No | Numeric |  | Any Sex | Live or Dead | ug/mL |  |  |  | Single Occurrence
6407 | Tungsten Maternal Plasma LOD | No | No | No | Yes | No | Numeric |  | Any Sex | Live or Dead | ug/mL |  |  |  | Single Occurrence
6406 | Tungsten Maternal Plasma LOQ | No | No | No | Yes | No | Numeric |  | Any Sex | Live or Dead | ug/mL |  |  |  | Single Occurrence
6404 | Tungsten Pup LOD | No | No | No | Yes | No | Numeric |  | Any Sex | Live or Dead | ug/mL |  |  |  | Single Occurrence
6403 | Tungsten Pup LOQ | No | No | No | Yes | No | Numeric |  | Any Sex | Live or Dead | ug/mL |  |  |  | Single Occurrence
5901 | Tungsten Urine Concentration | No | No | No | Yes | No | Numeric |  | Any Sex | Live or Dead | ug/mL |  |  |  | Single Occurrence
5326 | Tungsten Urine LOD | No | No | No | Yes | No | Numeric |  | Any Sex | Live or Dead | ug/g |  |  |  | Single Occurrence
5867 | UGT1A1 Concentration | No | No | No | Yes | No | Numeric |  | Any Sex | Live or Dead | ng/mL |  |  |  | Specific
5868 | UGT1A1 Tiss Conc | No | No | No | Yes | No | Numeric |  | Any Sex | Live or Dead | ng/mg |  |  |  | Specific
13 | Unique Foetal Id. | No | No | No | No | Yes | Special Alpha |  | Any Sex | Live or Dead |  |  |  |  | Single Occurrence
222 | Unsexed Litter Size | No | No | No | Yes | No | Numeric |  | Females Only | Live or Dead |  |  |  | User Defined Formula | Specific |  |  |  | 0 |  |  |  | A+B | A | Live Unsexed | Not Null (calculation fails if measurement is null)
222 | Unsexed Litter Size | No | No | No | Yes | No | Numeric |  | Females Only | Live or Dead |  |  |  | User Defined Formula | Specific |  |  |  | 0 |  |  |  | A+B | B | Dead Unsexed | Not Null (calculation fails if measurement is null)
5509 | Unsexed Pups Alive | No | No | No | Yes | No | Numeric |  | Females Only | Live or Dead |  |  |  |  | Specific
5510 | Unsexed Pups Dead | No | No | No | Yes | No | Numeric |  | Females Only | Live or Dead |  |  |  |  | Specific
3947 | Unstim 1 | No | No | No | Yes | No | Numeric |  | Any Sex | Live or Dead |  |  |  |  | Single Occurrence
3948 | Unstim 2 | No | No | No | Yes | No | Numeric |  | Any Sex | Live or Dead |  |  |  |  | Single Occurrence
3949 | Unstim 3 | No | No | No | Yes | No | Numeric |  | Any Sex | Live or Dead |  |  |  |  | Single Occurrence
1767 | Urea Nitrogen | No | No | No | Yes | No | Numeric |  | Any Sex | Live or Dead | mg/dL |  |  |  | Single Occurrence
5542 | Urea Nitrogen/Creatinine Ratio | No | No | No | Yes | No | Numeric |  | Any Sex | Live or Dead |  |  |  |  | Specific
7327 | Urine 24 Hr FTNO Concentration | No | No | No | Yes | No | Numeric |  | Any Sex | Live or Dead | ng/mL |  |  |  | Specific
7326 | Urine 24 Hr FTS Concentration | No | No | No | Yes | No | Numeric |  | Any Sex | Live or Dead | ng/mL |  |  |  | Specific
7328 | Urine 24 Hr FtSaB Concentration | No | No | No | Yes | No | Numeric |  | Any Sex | Live or Dead | ng/mL |  |  |  | Specific
7329 | Urine 24 Hr FtSiAoS Concentration | No | No | No | Yes | No | Numeric |  | Any Sex | Live or Dead | ng/mL |  |  |  | Specific
7330 | Urine 24 Hr FtTAoS Concentration | No | No | No | Yes | No | Numeric |  | Any Sex | Live or Dead | ng/mL |  |  |  | Specific
4381 | Urine Alkaline Phosphatase | No | No | No | Yes | No | Numeric |  | Any Sex | Live or Dead | U/L |  |  |  | Single Occurrence
4373 | Urine Amorphous Sediment | No | No | No | Yes | No | Numeric |  | Any Sex | Live or Dead |  |  |  |  | Single Occurrence
4382 | Urine Aspartate Aminotransferase | No | No | No | Yes | No | Numeric |  | Any Sex | Live or Dead | U/L |  |  |  | Single Occurrence
4371 | Urine Bacteria | No | No | No | Yes | No | Numeric |  | Any Sex | Live or Dead |  |  |  |  | Single Occurrence
4378 | Urine Calcium | No | No | No | Yes | No | Numeric |  | Any Sex | Live or Dead | mg/dL |  |  |  | Single Occurrence
4367 | Urine Casts | No | No | No | Yes | No | Numeric |  | Any Sex | Live or Dead |  |  |  |  | Single Occurrence
4361 | Urine Clarity | No | No | No | Yes | No | Alphanumeric |  | Any Sex | Live or Dead |  |  |  |  | Single Occurrence
4362 | Urine Color | No | No | No | Yes | No | Alphanumeric |  | Any Sex | Live or Dead |  |  |  |  | Single Occurrence
6991 | Urine Cotinine Concentration | No | No | No | Yes | No | Numeric |  | Any Sex | Live or Dead | ng/mL |  |  |  | Single Occurrence
6992 | Urine Cotinine LOD | No | No | No | Yes | No | Numeric |  | Any Sex | Live or Dead | ng/mL |  |  |  | Single Occurrence
6993 | Urine Cotinine LOQ | No | No | No | Yes | No | Numeric |  | Any Sex | Live or Dead | ng/mL |  |  |  | Single Occurrence
4375 | Urine Creatinine | No | No | No | Yes | No | Numeric |  | Any Sex | Live or Dead | mg/dL |  |  |  | Single Occurrence
4374 | Urine Crystals | No | No | No | Yes | No | Numeric |  | Any Sex | Live or Dead |  |  |  |  | Single Occurrence
4368 | Urine Epithelial Cells | No | No | No | Yes | No | Numeric |  | Any Sex | Live or Dead |  |  |  |  | Single Occurrence
7337 | Urine FTNO LOD | No | No | No | Yes | No | Numeric |  | Any Sex | Live or Dead | ng/mL |  |  |  | Specific
7332 | Urine FTNO LOQ | No | No | No | Yes | No | Numeric |  | Any Sex | Live or Dead | ng/mL |  |  |  | Specific
7336 | Urine FTS LOD | No | No | No | Yes | No | Numeric |  | Any Sex | Live or Dead | ng/mL |  |  |  | Specific
7331 | Urine FTS LOQ | No | No | No | Yes | No | Numeric |  | Any Sex | Live or Dead | ng/mL |  |  |  | Specific
7338 | Urine FtSaB LOD | No | No | No | Yes | No | Numeric |  | Any Sex | Live or Dead | ng/mL |  |  |  | Specific
7333 | Urine FtSaB LOQ | No | No | No | Yes | No | Numeric |  | Any Sex | Live or Dead | ng/mL |  |  |  | Specific
7339 | Urine FtSiAoS LOD | No | No | No | Yes | No | Numeric |  | Any Sex | Live or Dead | ng/mL |  |  |  | Specific
7334 | Urine FtSiAoS LOQ | No | No | No | Yes | No | Numeric |  | Any Sex | Live or Dead | ng/mL |  |  |  | Specific
7340 | Urine FtTAoS LOD | No | No | No | Yes | No | Numeric |  | Any Sex | Live or Dead | ng/mL |  |  |  | Specific
7335 | Urine FtTAoS LOQ | No | No | No | Yes | No | Numeric |  | Any Sex | Live or Dead | ng/mL |  |  |  | Specific
4377 | Urine Glucose | No | No | No | Yes | No | Numeric |  | Any Sex | Live or Dead | mg/dL |  |  |  | Single Occurrence
4369 | Urine Mucus | No | No | No | Yes | No | Numeric |  | Any Sex | Live or Dead |  |  |  |  | Single Occurrence
4380 | Urine N-acetyl-beta-glucosaminidase | No | No | No | Yes | No | Numeric |  | Any Sex | Live or Dead | U/L |  |  |  | Single Occurrence
6988 | Urine Nicotine Concentration | No | No | No | Yes | No | Numeric |  | Any Sex | Live or Dead | ng/mL |  |  |  | Single Occurrence
6989 | Urine Nicotine LOD | No | No | No | Yes | No | Numeric |  | Any Sex | Live or Dead | ng/mL |  |  |  | Single Occurrence
6990 | Urine Nicotine LOQ | No | No | No | Yes | No | Numeric |  | Any Sex | Live or Dead | ng/mL |  |  |  | Single Occurrence
4379 | Urine Phosphorus | No | No | No | Yes | No | Numeric |  | Any Sex | Live or Dead | mg/dL |  |  |  | Single Occurrence
7322 | Urine Pre-Test FTNO Concentration | No | No | No | Yes | No | Numeric |  | Any Sex | Live or Dead | ng/mL |  |  |  | Specific
7321 | Urine Pre-Test FTS Concentration | No | No | No | Yes | No | Numeric |  | Any Sex | Live or Dead | ng/mL |  |  |  | Specific
7323 | Urine Pre-Test FtSaB Concentration | No | No | No | Yes | No | Numeric |  | Any Sex | Live or Dead | ng/mL |  |  |  | Specific
7324 | Urine Pre-Test FtSiAoS Concentration | No | No | No | Yes | No | Numeric |  | Any Sex | Live or Dead | ng/mL |  |  |  | Specific
7325 | Urine Pre-Test FtTAoS Concentration | No | No | No | Yes | No | Numeric |  | Any Sex | Live or Dead | ng/mL |  |  |  | Specific
4366 | Urine Red Blood Cells | No | No | No | Yes | No | Numeric |  | Any Sex | Live or Dead |  |  |  |  | Single Occurrence
4364 | Urine Specific Gravity | No | No | No | Yes | No | Numeric |  | Any Sex | Live or Dead |  |  |  |  | Single Occurrence
4370 | Urine Sperm | No | No | No | Yes | No | Numeric |  | Any Sex | Live or Dead |  |  |  |  | Single Occurrence
5921 | Urine STD BSA | No | No | No | Yes | No | Numeric |  | Any Sex | Live or Dead | ug/mL |  |  |  | Specific
4376 | Urine Total Protein | No | No | No | Yes | No | Numeric |  | Any Sex | Live or Dead | mg/dL |  |  |  | Single Occurrence
5702 | Urine Tungsten Concentration | No | No | No | Yes | No | Numeric |  | Any Sex | Live or Dead | µg/mL |  |  |  | Single Occurrence
6970 | Urine Vanadium Concentration | No | No | No | Yes | No | Numeric |  | Any Sex | Live or Dead | ng/mL |  |  |  | Single Occurrence
6971 | Urine Vanadium LOD | No | No | No | Yes | No | Numeric |  | Any Sex | Live or Dead | ng/mL |  |  |  | Single Occurrence
6972 | Urine Vanadium LOQ | No | No | No | Yes | No | Numeric |  | Any Sex | Live or Dead | ng/mL |  |  |  | Single Occurrence
4363 | Urine Volume | No | No | No | Yes | No | Numeric |  | Any Sex | Live or Dead | ml |  |  |  | Single Occurrence
4365 | Urine White Blood Cells | No | No | No | Yes | No | Numeric |  | Any Sex | Live or Dead |  |  |  |  | Single Occurrence
4372 | Urine Yeast | No | No | No | Yes | No | Numeric |  | Any Sex | Live or Dead |  |  |  |  | Single Occurrence
5102 | Uterus Terminal BW (mg/g) | No | No | No | Yes | No | Numeric |  | Females Only | Live or Dead | mg/g |  |  | User Defined Formula | Single Occurrence |  |  |  | 2 |  |  |  | (A*1000)/B | A | Uterus Weight | Not Null (calculation fails if measurement is null)
5102 | Uterus Terminal BW (mg/g) | No | No | No | Yes | No | Numeric |  | Females Only | Live or Dead | mg/g |  |  | User Defined Formula | Single Occurrence |  |  |  | 2 |  |  |  | (A*1000)/B | B | Terminal Bodyweight | Not Null (calculation fails if measurement is null)
5101 | Uterus Weight | No | No | No | Yes | No | Numeric |  | Females Only | Live or Dead | g |  |  |  | Single Occurrence
5103 | Uterus/Brain Weight (%) | No | No | No | Yes | No | Numeric |  | Females Only | Live or Dead | % |  |  | User Defined Formula | Single Occurrence |  |  |  | 3 |  |  |  | (A/B)*100 | A | Uterus Weight | Not Null (calculation fails if measurement is null)
5103 | Uterus/Brain Weight (%) | No | No | No | Yes | No | Numeric |  | Females Only | Live or Dead | % |  |  | User Defined Formula | Single Occurrence |  |  |  | 3 |  |  |  | (A/B)*100 | B | Brain Weight | Not Null (calculation fails if measurement is null)
5301 | Vagina/Cervix Weight | No | No | No | Yes | No | Numeric |  | Females Only | Live or Dead | g |  |  |  | Single Occurrence
1061 | Vaginal Opening | No | No | No | Yes | Yes | Boolean (0 No, 1 Yes) |  | Females Only | Live Only |  | Yes | No |  | Specific
6743 | VCU AFC per 10^6 Spleen Cells | No | No | No | Yes | No | Numeric |  | Any Sex | Live or Dead |  |  |  |  | Single Occurrence
6742 | VCU AFC per Spleen | No | No | No | Yes | No | Numeric |  | Any Sex | Live or Dead | x10^2 |  |  |  | Single Occurrence
6715 | VCU CD3 T Cells % | No | No | No | Yes | No | Numeric |  | Any Sex | Live or Dead | % |  |  |  | Single Occurrence
6707 | VCU CD3 T Cells Count | No | No | No | Yes | No | Numeric |  | Any Sex | Live or Dead | x10^6 |  |  |  | Single Occurrence
6716 | VCU CD4+CD8+ % | No | No | No | Yes | No | Numeric |  | Any Sex | Live or Dead | % |  |  |  | Single Occurrence
6708 | VCU CD4+CD8+ Count | No | No | No | Yes | No | Numeric |  | Any Sex | Live or Dead | x10^6 |  |  |  | Single Occurrence
6717 | VCU CD4+CD8- % | No | No | No | Yes | No | Numeric |  | Any Sex | Live or Dead | % |  |  |  | Single Occurrence
6709 | VCU CD4+CD8- Count | No | No | No | Yes | No | Numeric |  | Any Sex | Live or Dead | x10^6 |  |  |  | Single Occurrence
6718 | VCU CD4-CD8+ % | No | No | No | Yes | No | Numeric |  | Any Sex | Live or Dead | % |  |  |  | Single Occurrence
6710 | VCU CD4-CD8+ Count | No | No | No | Yes | No | Numeric |  | Any Sex | Live or Dead | x10^6 |  |  |  | Single Occurrence
6719 | VCU IG+ % | No | No | No | Yes | No | Numeric |  | Any Sex | Live or Dead | % |  |  |  | Single Occurrence
6712 | VCU IG+ Cell Count | No | No | No | Yes | No | Numeric |  | Any Sex | Live or Dead | x10^6 |  |  |  | Single Occurrence
6720 | VCU MAC-3+ % | No | No | No | Yes | No | Numeric |  | Any Sex | Live or Dead | % |  |  |  | Single Occurrence
6713 | VCU MAC-3+ Count | No | No | No | Yes | No | Numeric |  | Any Sex | Live or Dead | x10^6 |  |  |  | Single Occurrence
6721 | VCU NK1.1+CD3- % | No | No | No | Yes | No | Numeric |  | Any Sex | Live or Dead | % |  |  |  | Single Occurrence
6714 | VCU NK1.1+CD3- Count | No | No | No | Yes | No | Numeric |  | Any Sex | Live or Dead | x10^6 |  |  |  | Single Occurrence
6741 | VCU No. Spleen Cells AFC | No | No | No | Yes | No | Numeric |  | Any Sex | Live or Dead | x10^6 |  |  |  | Single Occurrence
6711 | VCU Total Spleen Cells | No | No | No | Yes | No | Numeric |  | Any Sex | Live or Dead | x10^7 |  |  |  | Single Occurrence
2624 | Ventral Prostate Terminal BW (mg/g) | No | No | No | Yes | No | Numeric |  | Any Sex | Live or Dead | mg/g |  |  | User Defined Formula | Single Occurrence |  |  |  | 2 |  |  |  | (A*1000)/B | A | Ventral Prostate Weight | Not Null (calculation fails if measurement is null)
2624 | Ventral Prostate Terminal BW (mg/g) | No | No | No | Yes | No | Numeric |  | Any Sex | Live or Dead | mg/g |  |  | User Defined Formula | Single Occurrence |  |  |  | 2 |  |  |  | (A*1000)/B | B | Terminal Bodyweight | Not Null (calculation fails if measurement is null)
1191 | Ventral Prostate Weight | No | No | No | Yes | No | Numeric |  | Males Only | Dead Only | g |  |  |  | Single Occurrence
3827 | Ventral Prostate/Brain Weight (%) | No | No | No | Yes | No | Numeric |  | Males Only | Dead Only | % |  |  | User Defined Formula | Single Occurrence |  |  |  | 4 |  |  |  | A/B*100 | A | Ventral Prostate Weight | Not Null (calculation fails if measurement is null)
3827 | Ventral Prostate/Brain Weight (%) | No | No | No | Yes | No | Numeric |  | Males Only | Dead Only | % |  |  | User Defined Formula | Single Occurrence |  |  |  | 4 |  |  |  | A/B*100 | B | Brain Weight | Not Null (calculation fails if measurement is null)
1530 | Viable Litter | No | No | No | Yes | No | Boolean (0 No, 1 Yes) |  | Any Sex | Live or Dead |  | Yes | No | Special Calculation | Single Occurrence |  |  |  |  | Viable Litter
1531 | Viable Litter Count | No | Yes | No | No | No | Numeric | [6 empty] | Summary Calculation | Single Occurrence | Across Subjects |  | Not Relative to Root Measurement | 0 | Count Positives | Viable Litter
3421 | W-Device Type-Pup | Yes | No | No | No | No | Alphanumeric | [7 empty] | Specific
7121 | W/V (%) | No | No | No | Yes | No | Numeric |  | Any Sex | Live or Dead | % |  |  |  | Specific
2922 | Water (g/kg/day) | No | No | No | Yes | No | Numeric |  | Any Sex | Live or Dead | g/kg/day |  |  | User Defined Formula | Range |  |  |  | 2 |  |  |  | A/(B/1000) | A | Water Mean Consumption | Not Null (calculation fails if measurement is null)
2922 | Water (g/kg/day) | No | No | No | Yes | No | Numeric |  | Any Sex | Live or Dead | g/kg/day |  |  | User Defined Formula | Range |  |  |  | 2 |  |  |  | A/(B/1000) | B | Mean Bodyweight - All Times Pooled | Not Null (calculation fails if measurement is null)
23 | Water Initial | No | No | Yes | No | No | Numeric |  | Any Sex | Live or Dead | ml |  |  |  | Specific
2921 | Water Mean Consumption | No | No | No | Yes | No | Numeric |  | Any Sex | Live or Dead | g/day |  |  | Special Calculation | Range |  |  |  | 1 | Water Consumption Mean
347 | Water Mean Consumption per Animal | No | No | No | Yes | No | Numeric |  | Any Sex | Live or Dead | g/animal/day |  |  | Special Calculation | Range |  |  |  | 1 | Water Consumption Mean | [7 empty] | This endpoint calculates the mean daily water consumption of the animal for the indicated period. For multiply housed aniamls the figure represnts the mean consumption of the animals in the cage. Dead animals are excluded from the calculation on the day they die.
283 | Water Period Treatment Concentration | No | No | No | Yes | No | Numeric |  | Any Sex | Live or Dead | mg/kg |  |  | Special Calculation | Range |  |  |  | 1 | Water Treatment Concentration | [7 empty] | This is the concentration value recorded against the Container from which the cages are supplied water. It is recorded in the Dose Dispensing Check when the animals are given water at the start of the water measurement period. If Dispense is in use, the value is taken from Dispense. If not, it is typed in by the user at data collection time.
24 | Water Remaining | No | No | Yes | No | No | Numeric |  | Any Sex | Live or Dead | ml |  |  |  | Specific
25 | Water Spillage | No | No | Yes | No | No | Numeric |  | Any Sex | Live or Dead | ml |  |  |  | Specific
270 | Water Total Cons. Per Cage | No | No | Yes | No | No | Numeric | [6 empty] | Special Calculation | Range |  |  |  | 1 | Cage Water Total Consumption
5601 | Weight Gain Day 1-6 | No | No | No | Yes | No | Numeric |  | Any Sex | Live or Dead | g |  |  |  | Single Occurrence
5602 | Weight Gain Day 1-9 | No | No | No | Yes | No | Numeric |  | Any Sex | Live or Dead | g |  |  |  | Single Occurrence
304 | Weight of Dam & Litter (at Water Period Midpoint) | No | No | No | Yes | No | Numeric |  | Any Sex | Live or Dead | g |  |  | User Defined Formula | Range | Across Subjects |  |  | 1 |  |  |  | A+B | A | Bodyweight at Water Period Midpoint | Not Null (calculation fails if measurement is null) |  | This is the weight of the Dam and her Litter combined, at the indicated point in the measurement period.
304 | Weight of Dam & Litter (at Water Period Midpoint) | No | No | No | Yes | No | Numeric |  | Any Sex | Live or Dead | g |  |  | User Defined Formula | Range | Across Subjects |  |  | 1 |  |  |  | A+B | B | Total Pup Water Period Bodyweight (Midpoint) | Nullable |  | This is the weight of the Dam and her Litter combined, at the indicated point in the measurement period.
3 | Weight of Resorptions | No | No | No | Yes | No | Numeric |  | Females Only | Dead Only | g |  |  |  | Single Occurrence
313 | Weight of Test Article Consumed in Period (from Food) | No | No | No | Yes | No | Numeric |  | Any Sex | Live or Dead | mg/animal/day |  |  | User Defined Formula | Range |  |  |  | 1 |  |  |  | (A*B)/1000 | A | Food Period Treatment Concentration | Not Null (calculation fails if measurement is null) |  | This is the absolute weight of drug consumed by the animal, each day of the measurement period from the food eaten. When divided by the 'bodyweight', it gives the dose level in mg/kg of bodyweight/day.
313 | Weight of Test Article Consumed in Period (from Food) | No | No | No | Yes | No | Numeric |  | Any Sex | Live or Dead | mg/animal/day |  |  | User Defined Formula | Range |  |  |  | 1 |  |  |  | (A*B)/1000 | B | Food Mean Consumption per Animal | Not Null (calculation fails if measurement is null) |  | This is the absolute weight of drug consumed by the animal, each day of the measurement period from the food eaten. When divided by the 'bodyweight', it gives the dose level in mg/kg of bodyweight/day.
312 | Weight of Test Article Consumed in Period (from Water) | No | No | No | Yes | No | Numeric |  | Any Sex | Live or Dead | mg/animal/day |  |  | User Defined Formula | Range |  |  |  | 1 |  |  |  | (A*B)/1000 | A | Water Period Treatment Concentration | Not Null (calculation fails if measurement is null) |  | This is the absolute weight of drug consumed by the animal, each day of the measurement period from the water drunk. When divided by the 'bodyweight', it gives the dose level in mg/kg of bodyweight/day.
312 | Weight of Test Article Consumed in Period (from Water) | No | No | No | Yes | No | Numeric |  | Any Sex | Live or Dead | mg/animal/day |  |  | User Defined Formula | Range |  |  |  | 1 |  |  |  | (A*B)/1000 | B | Water Mean Consumption per Animal | Not Null (calculation fails if measurement is null) |  | This is the absolute weight of drug consumed by the animal, each day of the measurement period from the water drunk. When divided by the 'bodyweight', it gives the dose level in mg/kg of bodyweight/day.
5444 | Wet Tissue | No | No | No | Yes | No | Boolean (0 No, 1 Yes) |  | Any Sex | Live or Dead |  | Yes | No |  | Specific
1030 | Which Litter Letter is this? | Yes | No | No | No | No | Alphanumeric | [7 empty] | Specific
7603 | White Fat Pad | No | No | No | Yes | No | Numeric |  | Any Sex | Dead Only | g |  |  |  | Single Occurrence
7604 | White Fat Pad Terminal BW (mg/g) | No | No | No | Yes | No | Numeric |  | Any Sex | Live or Dead | mg/g |  |  | User Defined Formula | Single Occurrence |  |  |  | 2 |  |  |  | (A*1000)/B | A | White Fat Pad | Not Null (calculation fails if measurement is null)
7604 | White Fat Pad Terminal BW (mg/g) | No | No | No | Yes | No | Numeric |  | Any Sex | Live or Dead | mg/g |  |  | User Defined Formula | Single Occurrence |  |  |  | 2 |  |  |  | (A*1000)/B | B | Terminal Bodyweight | Not Null (calculation fails if measurement is null)
6961 | Whole Blood Vanadium Concentration | No | No | No | Yes | No | Numeric |  | Any Sex | Live or Dead | ng/mL |  |  |  | Single Occurrence
6962 | Whole Blood Vanadium LOD | No | No | No | Yes | No | Numeric |  | Any Sex | Live or Dead | ng/mL |  |  |  | Single Occurrence
6963 | Whole Blood Vanadium LOQ | No | No | No | Yes | No | Numeric |  | Any Sex | Live or Dead | ng/mL |  |  |  | Single Occurrence
4103 | Whole Litter Live Female Pup Weight PND 1 | No | No | No | Yes | No | Numeric |  | Females Only | Live or Dead |  |  |  | Special Calculation | Single Occurrence |  | 1 | Not Relative to Root Measurement | 2 | Numeric Value On Day | Pup Female Live Weight
4101 | Whole Litter Live Male Pup Weight PND 1 | No | No | No | Yes | No | Numeric |  | Females Only | Live or Dead |  |  |  | Special Calculation | Single Occurrence |  | 1 | Not Relative to Root Measurement | 2 | Numeric Value On Day | Pup Male Live Weight
29 | Whole Litter Weights | No | No | No | Yes | No | Numeric |  | Females Only | Live or Dead | g |  |  |  | Specific
6941 | Whole Lung Weight | No | No | No | Yes | No | Numeric |  | Any Sex | Dead Only | g |  |  |  | Single Occurrence
2113 | WLSS- Live Females on Day 10 | No | No | No | Yes | No | Numeric |  | Females Only | Live or Dead |  |  |  | Special Calculation | Single Occurrence |  | 10 | Not Relative to Root Measurement | 0 | Numeric Value On Day | Live Females
2129 | WLSS- Live Females on Day 19 | No | No | No | Yes | No | Numeric |  | Females Only | Live or Dead |  |  |  | Special Calculation | Single Occurrence |  | 19 | Not Relative to Root Measurement | 0 | Numeric Value On Day | Live Females
2130 | WLSS- Live Males on Day 19 | No | No | No | Yes | No | Numeric |  | Females Only | Live or Dead |  |  |  | Special Calculation | Single Occurrence |  | 19 | Not Relative to Root Measurement | 0 | Numeric Value On Day | Live Males
2134 | WLSS- Live Males on Day 21 | No | No | No | Yes | No | Numeric |  | Females Only | Live or Dead |  |  |  | Special Calculation | Single Occurrence |  | 21 | Not Relative to Root Measurement | 0 | Numeric Value On Day | Live Males
2138 | WLSS- Live Males on Day 25 | No | No | No | Yes | No | Numeric |  | Females Only | Live or Dead |  |  |  | Special Calculation | Single Occurrence |  | 25 | Not Relative to Root Measurement | 0 | Numeric Value On Day | Live Males
2142 | WLSS- Live Males on Day 28 | No | No | No | Yes | No | Numeric |  | Females Only | Live or Dead |  |  |  | Special Calculation | Single Occurrence |  | 28 | Not Relative to Root Measurement | 0 | Numeric Value On Day | Live Males
2106 | WLSS- Live Males on Day 4 | No | No | No | Yes | No | Numeric |  | Females Only | Live or Dead |  |  |  | Special Calculation | Single Occurrence |  | 4 | Not Relative to Root Measurement | 0 | Numeric Value On Day | Live Males
2131 | WLSS- Live Unsexed on Day 19 | No | No | No | Yes | No | Numeric |  | Females Only | Live or Dead |  |  |  | Special Calculation | Single Occurrence |  | 19 | Not Relative to Root Measurement | 0 | Numeric Value On Day | Live Unsexed
2867 | WLSS-% Live Males PND 0 | No | No | No | Yes | No | Numeric |  | Females Only | Live or Dead |  |  |  | User Defined Formula | Single Occurrence |  |  |  | 1 |  |  |  | IIF(A=0,NOTHING,B/A*100) | A | WLSS-Live Pups on Day 0 | Not Null (calculation fails if measurement is null)
2867 | WLSS-% Live Males PND 0 | No | No | No | Yes | No | Numeric |  | Females Only | Live or Dead |  |  |  | User Defined Formula | Single Occurrence |  |  |  | 1 |  |  |  | IIF(A=0,NOTHING,B/A*100) | B | WLSS-Live Males on Day 0 | Nullable
2868 | WLSS-% Live Males PND 1 | No | No | No | Yes | No | Numeric |  | Females Only | Live or Dead |  |  |  | User Defined Formula | Single Occurrence |  |  |  | 1 |  |  |  | IIF(A=0,NOTHING,B/A*100) | A | WLSS-Live Pups on Day 1 | Not Null (calculation fails if measurement is null)
2868 | WLSS-% Live Males PND 1 | No | No | No | Yes | No | Numeric |  | Females Only | Live or Dead |  |  |  | User Defined Formula | Single Occurrence |  |  |  | 1 |  |  |  | IIF(A=0,NOTHING,B/A*100) | B | WLSS-Live Males on Day 1 | Nullable
2871 | WLSS-% Live Males PND 10 | No | No | No | Yes | No | Numeric |  | Females Only | Live or Dead |  |  |  | User Defined Formula | Single Occurrence |  |  |  | 1 |  |  |  | IIF(A=0,NOTHING,B/A*100) | A | WLSS-Live Pups on Day 10 | Not Null (calculation fails if measurement is null)
2871 | WLSS-% Live Males PND 10 | No | No | No | Yes | No | Numeric |  | Females Only | Live or Dead |  |  |  | User Defined Formula | Single Occurrence |  |  |  | 1 |  |  |  | IIF(A=0,NOTHING,B/A*100) | B | WLSS-Live Males on Day 10 | Nullable
5463 | WLSS-% Live Males PND 11 | No | No | No | Yes | No | Numeric |  | Females Only | Live or Dead |  |  |  | User Defined Formula | Single Occurrence |  |  |  | 1 |  |  |  | IIF(A=0,NOTHING,(B/A)*100) | A | WLSS-Live Pups on Day 11 | Not Null (calculation fails if measurement is null)
5463 | WLSS-% Live Males PND 11 | No | No | No | Yes | No | Numeric |  | Females Only | Live or Dead |  |  |  | User Defined Formula | Single Occurrence |  |  |  | 1 |  |  |  | IIF(A=0,NOTHING,(B/A)*100) | B | WLSS-Live Males on Day 11 | Not Null (calculation fails if measurement is null)
4188 | WLSS-% Live Males PND 12 | No | No | No | Yes | No | Numeric |  | Females Only | Live or Dead |  |  |  | User Defined Formula | Single Occurrence |  |  |  | 1 |  |  |  | IIF(A=0,NOTHING,B/A*100) | A | WLSS-Live Pups on Day 12 | Not Null (calculation fails if measurement is null)
4188 | WLSS-% Live Males PND 12 | No | No | No | Yes | No | Numeric |  | Females Only | Live or Dead |  |  |  | User Defined Formula | Single Occurrence |  |  |  | 1 |  |  |  | IIF(A=0,NOTHING,B/A*100) | B | WLSS-Live Males on Day 12 | Nullable
2872 | WLSS-% Live Males PND 13 | No | No | No | Yes | No | Numeric |  | Females Only | Live or Dead |  |  |  | User Defined Formula | Single Occurrence |  |  |  | 1 |  |  |  | IIF(A=0,NOTHING,B/A*100) | A | WLSS-Live Pups on Day 13 | Not Null (calculation fails if measurement is null)
2872 | WLSS-% Live Males PND 13 | No | No | No | Yes | No | Numeric |  | Females Only | Live or Dead |  |  |  | User Defined Formula | Single Occurrence |  |  |  | 1 |  |  |  | IIF(A=0,NOTHING,B/A*100) | B | WLSS-Live Males on Day 13 | Nullable
2873 | WLSS-% Live Males PND 14 | No | No | No | Yes | No | Numeric |  | Females Only | Live or Dead |  |  |  | User Defined Formula | Single Occurrence |  |  |  | 1 |  |  |  | IIF(A=0,NOTHING,B/A*100) | A | WLSS-Live Pups on Day 14 | Not Null (calculation fails if measurement is null)
2873 | WLSS-% Live Males PND 14 | No | No | No | Yes | No | Numeric |  | Females Only | Live or Dead |  |  |  | User Defined Formula | Single Occurrence |  |  |  | 1 |  |  |  | IIF(A=0,NOTHING,B/A*100) | B | WLSS-Live Males on Day 14 | Nullable
2874 | WLSS-% Live Males PND 16 | No | No | No | Yes | No | Numeric |  | Females Only | Live or Dead |  |  |  | User Defined Formula | Single Occurrence |  |  |  | 1 |  |  |  | IIF(A=0,NOTHING,B/A*100) | A | WLSS-Live Pups on Day 16 | Not Null (calculation fails if measurement is null)
2874 | WLSS-% Live Males PND 16 | No | No | No | Yes | No | Numeric |  | Females Only | Live or Dead |  |  |  | User Defined Formula | Single Occurrence |  |  |  | 1 |  |  |  | IIF(A=0,NOTHING,B/A*100) | B | WLSS-Live Males on Day 16 | Nullable
2875 | WLSS-% Live Males PND 19 | No | No | No | Yes | No | Numeric |  | Females Only | Live or Dead |  |  |  | User Defined Formula | Single Occurrence |  |  |  | 1 |  |  |  | IIF(A=0,NOTHING,B/A*100) | A | WLSS-Live Pups on Day 19 | Not Null (calculation fails if measurement is null)
2875 | WLSS-% Live Males PND 19 | No | No | No | Yes | No | Numeric |  | Females Only | Live or Dead |  |  |  | User Defined Formula | Single Occurrence |  |  |  | 1 |  |  |  | IIF(A=0,NOTHING,B/A*100) | B | WLSS- Live Males on Day 19 | Nullable
2876 | WLSS-% Live Males PND 21 | No | No | No | Yes | No | Numeric |  | Females Only | Live or Dead |  |  |  | User Defined Formula | Single Occurrence |  |  |  | 1 |  |  |  | IIF(A=0,NOTHING,B/A*100) | A | WLSS-Live Pups on Day 21 | Not Null (calculation fails if measurement is null)
2876 | WLSS-% Live Males PND 21 | No | No | No | Yes | No | Numeric |  | Females Only | Live or Dead |  |  |  | User Defined Formula | Single Occurrence |  |  |  | 1 |  |  |  | IIF(A=0,NOTHING,B/A*100) | B | WLSS- Live Males on Day 21 | Nullable
2877 | WLSS-% Live Males PND 25 | No | No | No | Yes | No | Numeric |  | Females Only | Live or Dead |  |  |  | User Defined Formula | Single Occurrence |  |  |  | 1 |  |  |  | IIF(A=0,NOTHING,B/A*100) | A | WLSS-Live Pups Day 25 | Not Null (calculation fails if measurement is null)
2877 | WLSS-% Live Males PND 25 | No | No | No | Yes | No | Numeric |  | Females Only | Live or Dead |  |  |  | User Defined Formula | Single Occurrence |  |  |  | 1 |  |  |  | IIF(A=0,NOTHING,B/A*100) | B | WLSS- Live Males on Day 25 | Nullable
2878 | WLSS-% Live Males PND 28 | No | No | No | Yes | No | Numeric |  | Females Only | Live or Dead |  |  |  | User Defined Formula | Single Occurrence |  |  |  | 1 |  |  |  | IIF(A=0,NOTHING,B/A*100) | A | WLSS-Live Pups on Day 28 | Not Null (calculation fails if measurement is null)
2878 | WLSS-% Live Males PND 28 | No | No | No | Yes | No | Numeric |  | Females Only | Live or Dead |  |  |  | User Defined Formula | Single Occurrence |  |  |  | 1 |  |  |  | IIF(A=0,NOTHING,B/A*100) | B | WLSS- Live Males on Day 28 | Nullable
2869 | WLSS-% Live Males PND 4 | No | No | No | Yes | No | Numeric |  | Females Only | Live or Dead |  |  |  | User Defined Formula | Single Occurrence |  |  |  | 1 |  |  |  | IIF(A=0,NOTHING,B/A*100) | A | WLSS-Live Pups on Day 4 | Not Null (calculation fails if measurement is null)
2869 | WLSS-% Live Males PND 4 | No | No | No | Yes | No | Numeric |  | Females Only | Live or Dead |  |  |  | User Defined Formula | Single Occurrence |  |  |  | 1 |  |  |  | IIF(A=0,NOTHING,B/A*100) | B | WLSS- Live Males on Day 4 | Nullable
2870 | WLSS-% Live Males PND 7 | No | No | No | Yes | No | Numeric |  | Females Only | Live or Dead |  |  |  | User Defined Formula | Single Occurrence |  |  |  | 1 |  |  |  | IIF(A=0,NOTHING,B/A*100) | A | WLSS-Live Pups on Day 7 | Not Null (calculation fails if measurement is null)
2870 | WLSS-% Live Males PND 7 | No | No | No | Yes | No | Numeric |  | Females Only | Live or Dead |  |  |  | User Defined Formula | Single Occurrence |  |  |  | 1 |  |  |  | IIF(A=0,NOTHING,B/A*100) | B | WLSS-Live Males on Day 7 | Nullable
2782 | WLSS-Dead Females Days 0-1 | No | No | No | Yes | No | Numeric |  | Females Only | Live or Dead |  |  |  | User Defined Formula | Single Occurrence |  |  |  | 0 |  |  |  | IIF(A=0,NOTHING,A-B) | A | WLSS-Live Females on Day 0 | Not Null (calculation fails if measurement is null)
2782 | WLSS-Dead Females Days 0-1 | No | No | No | Yes | No | Numeric |  | Females Only | Live or Dead |  |  |  | User Defined Formula | Single Occurrence |  |  |  | 0 |  |  |  | IIF(A=0,NOTHING,A-B) | B | WLSS-Live Females on Day 1 | Nullable
2786 | WLSS-Dead Females Days 1-4 | No | No | No | Yes | No | Numeric |  | Females Only | Live or Dead |  |  |  | User Defined Formula | Single Occurrence |  |  |  | 0 |  |  |  | IIF(A=0,NOTHING,A-B) | A | WLSS-Live Females on Day 1 | Not Null (calculation fails if measurement is null)
2786 | WLSS-Dead Females Days 1-4 | No | No | No | Yes | No | Numeric |  | Females Only | Live or Dead |  |  |  | User Defined Formula | Single Occurrence |  |  |  | 0 |  |  |  | IIF(A=0,NOTHING,A-B) | B | WLSS-Live Females on Day 4 | Nullable
2802 | WLSS-Dead Females Days 10-13 | No | No | No | Yes | No | Numeric |  | Females Only | Live or Dead |  |  |  | User Defined Formula | Single Occurrence |  |  |  | 0 |  |  |  | IIF(A=0,NOTHING,A-B) | A | WLSS- Live Females on Day 10 | Not Null (calculation fails if measurement is null)
2802 | WLSS-Dead Females Days 10-13 | No | No | No | Yes | No | Numeric |  | Females Only | Live or Dead |  |  |  | User Defined Formula | Single Occurrence |  |  |  | 0 |  |  |  | IIF(A=0,NOTHING,A-B) | B | WLSS-Live Females on Day 13 | Nullable
2806 | WLSS-Dead Females Days 13-16 | No | No | No | Yes | No | Numeric |  | Females Only | Live or Dead |  |  |  | User Defined Formula | Single Occurrence |  |  |  | 0 |  |  |  | IIF(A=0,NOTHING,A-B) | A | WLSS-Live Females on Day 13 | Not Null (calculation fails if measurement is null)
2806 | WLSS-Dead Females Days 13-16 | No | No | No | Yes | No | Numeric |  | Females Only | Live or Dead |  |  |  | User Defined Formula | Single Occurrence |  |  |  | 0 |  |  |  | IIF(A=0,NOTHING,A-B) | B | WLSS-Live Females on Day 16 | Nullable
2841 | WLSS-Dead Females Days 14-21 | No | No | No | Yes | No | Numeric |  | Females Only | Live or Dead |  |  |  | User Defined Formula | Single Occurrence |  |  |  | 0 |  |  |  | IIF(A=0,NOTHING,A-B) | A | WLSS-Live Females on Day 14 | Not Null (calculation fails if measurement is null)
2841 | WLSS-Dead Females Days 14-21 | No | No | No | Yes | No | Numeric |  | Females Only | Live or Dead |  |  |  | User Defined Formula | Single Occurrence |  |  |  | 0 |  |  |  | IIF(A=0,NOTHING,A-B) | B | WLSS-Live Females on Day 21 | Nullable
2810 | WLSS-Dead Females Days 16-19 | No | No | No | Yes | No | Numeric |  | Females Only | Live or Dead |  |  |  | User Defined Formula | Single Occurrence |  |  |  | 0 |  |  |  | IIF(A=0,NOTHING,A-B) | A | WLSS-Live Females on Day 16 | Not Null (calculation fails if measurement is null)
2810 | WLSS-Dead Females Days 16-19 | No | No | No | Yes | No | Numeric |  | Females Only | Live or Dead |  |  |  | User Defined Formula | Single Occurrence |  |  |  | 0 |  |  |  | IIF(A=0,NOTHING,A-B) | B | WLSS- Live Females on Day 19 | Nullable
2814 | WLSS-Dead Females Days 19-21 | No | No | No | Yes | No | Numeric |  | Females Only | Live or Dead |  |  |  | User Defined Formula | Single Occurrence |  |  |  | 0 |  |  |  | IIF(A=0,NOTHING,A-B) | A | WLSS- Live Females on Day 19 | Not Null (calculation fails if measurement is null)
2814 | WLSS-Dead Females Days 19-21 | No | No | No | Yes | No | Numeric |  | Females Only | Live or Dead |  |  |  | User Defined Formula | Single Occurrence |  |  |  | 0 |  |  |  | IIF(A=0,NOTHING,A-B) | B | WLSS-Live Females on Day 21 | Nullable
2818 | WLSS-Dead Females Days 21-25 | No | No | No | Yes | No | Numeric |  | Females Only | Live or Dead |  |  |  | User Defined Formula | Single Occurrence |  |  |  | 0 |  |  |  | IIF(A=0,NOTHING,A-B) | A | WLSS-Live Females on Day 21 | Not Null (calculation fails if measurement is null)
2818 | WLSS-Dead Females Days 21-25 | No | No | No | Yes | No | Numeric |  | Females Only | Live or Dead |  |  |  | User Defined Formula | Single Occurrence |  |  |  | 0 |  |  |  | IIF(A=0,NOTHING,A-B) | B | WLSS-Live Females on Day 25 | Nullable
2863 | WLSS-Dead Females Days 21-28 | No | No | No | Yes | No | Numeric |  | Females Only | Live or Dead |  |  |  | User Defined Formula | Single Occurrence |  |  |  | 0 |  |  |  | IIF(A=0,NOTHING,A-B) | A | WLSS-Live Females on Day 21 | Not Null (calculation fails if measurement is null)
2863 | WLSS-Dead Females Days 21-28 | No | No | No | Yes | No | Numeric |  | Females Only | Live or Dead |  |  |  | User Defined Formula | Single Occurrence |  |  |  | 0 |  |  |  | IIF(A=0,NOTHING,A-B) | B | WLSS-Live Females on Day 28 | Nullable
2822 | WLSS-Dead Females Days 25-28 | No | No | No | Yes | No | Numeric |  | Females Only | Live or Dead |  |  |  | User Defined Formula | Single Occurrence |  |  |  | 0 |  |  |  | IIF(A=0,NOTHING,A-B) | A | WLSS-Live Females on Day 25 | Not Null (calculation fails if measurement is null)
2822 | WLSS-Dead Females Days 25-28 | No | No | No | Yes | No | Numeric |  | Females Only | Live or Dead |  |  |  | User Defined Formula | Single Occurrence |  |  |  | 0 |  |  |  | IIF(A=0,NOTHING,A-B) | B | WLSS-Live Females on Day 28 | Nullable
2790 | WLSS-Dead Females Days 4-7 | No | No | No | Yes | No | Numeric |  | Females Only | Live or Dead |  |  |  | User Defined Formula | Single Occurrence |  |  |  | 0 |  |  |  | IIF(A=0,NOTHING,A-B) | A | WLSS-Live Females on Day 4 | Not Null (calculation fails if measurement is null)
2790 | WLSS-Dead Females Days 4-7 | No | No | No | Yes | No | Numeric |  | Females Only | Live or Dead |  |  |  | User Defined Formula | Single Occurrence |  |  |  | 0 |  |  |  | IIF(A=0,NOTHING,A-B) | B | WLSS-Live Females on Day 7 | Nullable
2794 | WLSS-Dead Females Days 4-7 postcull | No | No | No | Yes | No | Numeric |  | Females Only | Live or Dead |  |  |  | User Defined Formula | Single Occurrence |  |  |  | 0 |  |  |  | IIF(A=0,NOTHING,A-B) | A | Live Females on PND 4 postcull | Not Null (calculation fails if measurement is null)
2794 | WLSS-Dead Females Days 4-7 postcull | No | No | No | Yes | No | Numeric |  | Females Only | Live or Dead |  |  |  | User Defined Formula | Single Occurrence |  |  |  | 0 |  |  |  | IIF(A=0,NOTHING,A-B) | B | WLSS-Live Females on Day 7 | Nullable
2798 | WLSS-Dead Females Days 7-10 | No | No | No | Yes | No | Numeric |  | Females Only | Live or Dead |  |  |  | User Defined Formula | Single Occurrence |  |  |  | 0 |  |  |  | IIF(A=0,NOTHING,A-B) | A | WLSS-Live Females on Day 7 | Not Null (calculation fails if measurement is null)
2798 | WLSS-Dead Females Days 7-10 | No | No | No | Yes | No | Numeric |  | Females Only | Live or Dead |  |  |  | User Defined Formula | Single Occurrence |  |  |  | 0 |  |  |  | IIF(A=0,NOTHING,A-B) | B | WLSS- Live Females on Day 10 | Nullable
2826 | WLSS-Dead Females Days 7-14 | No | No | No | Yes | No | Numeric |  | Females Only | Live or Dead |  |  |  | User Defined Formula | Single Occurrence |  |  |  | 0 |  |  |  | IIF(A=0,NOTHING,A-B) | A | WLSS-Live Females on Day 7 | Not Null (calculation fails if measurement is null)
2826 | WLSS-Dead Females Days 7-14 | No | No | No | Yes | No | Numeric |  | Females Only | Live or Dead |  |  |  | User Defined Formula | Single Occurrence |  |  |  | 0 |  |  |  | IIF(A=0,NOTHING,A-B) | B | WLSS-Live Females on Day 14 | Nullable
2149 | WLSS-Dead Females on PND 0 | No | No | No | Yes | No | Numeric |  | Females Only | Live or Dead |  |  |  | Special Calculation | Single Occurrence |  | 0 | Not Relative to Root Measurement | 0 | Numeric Value On Day | Dead Females
2151 | WLSS-Dead Females on PND 1 | No | No | No | Yes | No | Numeric |  | Females Only | Live or Dead |  |  |  | Special Calculation | Single Occurrence |  | 1 | Not Relative to Root Measurement | 0 | Numeric Value On Day | Dead Females
2157 | WLSS-Dead Females on PND 10 | No | No | No | Yes | No | Numeric |  | Females Only | Live or Dead |  |  |  | Special Calculation | Single Occurrence |  | 10 | Not Relative to Root Measurement | 0 | Numeric Value On Day | Dead Females
2159 | WLSS-Dead Females on PND 13 | No | No | No | Yes | No | Numeric |  | Females Only | Live or Dead |  |  |  | Special Calculation | Single Occurrence |  | 13 | Not Relative to Root Measurement | 0 | Numeric Value On Day | Dead Females
2161 | WLSS-Dead Females on PND 14 | No | No | No | Yes | No | Numeric |  | Females Only | Live or Dead |  |  |  | Special Calculation | Single Occurrence |  | 14 | Not Relative to Root Measurement | 0 | Numeric Value On Day | Dead Females
2163 | WLSS-Dead Females on PND 16 | No | No | No | Yes | No | Numeric |  | Females Only | Live or Dead |  |  |  | Special Calculation | Single Occurrence |  | 16 | Not Relative to Root Measurement | 0 | Numeric Value On Day | Dead Females
2165 | WLSS-Dead Females on PND 19 | No | No | No | Yes | No | Numeric |  | Females Only | Live or Dead |  |  |  | Special Calculation | Single Occurrence |  | 19 | Not Relative to Root Measurement | 0 | Numeric Value On Day | Dead Females
2167 | WLSS-Dead Females on PND 21 | No | No | No | Yes | No | Numeric |  | Females Only | Live or Dead |  |  |  | Special Calculation | Single Occurrence |  | 21 | Not Relative to Root Measurement | 0 | Numeric Value On Day | Dead Females
2169 | WLSS-Dead Females on PND 25 | No | No | No | Yes | No | Numeric |  | Females Only | Live or Dead |  |  |  | Special Calculation | Single Occurrence |  | 25 | Not Relative to Root Measurement | 0 | Numeric Value On Day | Dead Females
2171 | WLSS-Dead Females on PND 28 | No | No | No | Yes | No | Numeric |  | Females Only | Live or Dead |  |  |  | Special Calculation | Single Occurrence |  | 28 | Not Relative to Root Measurement | 0 | Numeric Value On Day | Dead Females
2153 | WLSS-Dead Females on PND 4 | No | No | No | Yes | No | Numeric |  | Females Only | Live or Dead |  |  |  | Special Calculation | Single Occurrence |  | 4 | Not Relative to Root Measurement | 0 | Numeric Value On Day | Dead Females
2155 | WLSS-Dead Females on PND 7 | No | No | No | Yes | No | Numeric |  | Females Only | Live or Dead |  |  |  | Special Calculation | Single Occurrence |  | 7 | Not Relative to Root Measurement | 0 | Numeric Value On Day | Dead Females
2783 | WLSS-Dead Males Days 0-1 | No | No | No | Yes | No | Numeric |  | Females Only | Live or Dead |  |  |  | User Defined Formula | Single Occurrence |  |  |  | 0 |  |  |  | IIF(A=0,NOTHING,A-B) | A | WLSS-Live Males on Day 0 | Not Null (calculation fails if measurement is null)
2783 | WLSS-Dead Males Days 0-1 | No | No | No | Yes | No | Numeric |  | Females Only | Live or Dead |  |  |  | User Defined Formula | Single Occurrence |  |  |  | 0 |  |  |  | IIF(A=0,NOTHING,A-B) | B | WLSS-Live Males on Day 1 | Nullable
2787 | WLSS-Dead Males Days 1-4 | No | No | No | Yes | No | Numeric |  | Females Only | Live or Dead |  |  |  | User Defined Formula | Single Occurrence |  |  |  | 0 |  |  |  | IIF(A=0,NOTHING,A-B) | A | WLSS-Live Males on Day 1 | Not Null (calculation fails if measurement is null)
2787 | WLSS-Dead Males Days 1-4 | No | No | No | Yes | No | Numeric |  | Females Only | Live or Dead |  |  |  | User Defined Formula | Single Occurrence |  |  |  | 0 |  |  |  | IIF(A=0,NOTHING,A-B) | B | WLSS- Live Males on Day 4 | Nullable
2803 | WLSS-Dead Males Days 10-13 | No | No | No | Yes | No | Numeric |  | Females Only | Live or Dead |  |  |  | User Defined Formula | Single Occurrence |  |  |  | 0 |  |  |  | IIF(A=0,NOTHING,A-B) | A | WLSS-Live Males on Day 10 | Not Null (calculation fails if measurement is null)
2803 | WLSS-Dead Males Days 10-13 | No | No | No | Yes | No | Numeric |  | Females Only | Live or Dead |  |  |  | User Defined Formula | Single Occurrence |  |  |  | 0 |  |  |  | IIF(A=0,NOTHING,A-B) | B | WLSS-Live Males on Day 13 | Nullable
2807 | WLSS-Dead Males Days 13-16 | No | No | No | Yes | No | Numeric |  | Females Only | Live or Dead |  |  |  | User Defined Formula | Single Occurrence |  |  |  | 0 |  |  |  | IIF(A=0,NOTHING,A-B) | A | WLSS-Live Males on Day 13 | Not Null (calculation fails if measurement is null)
2807 | WLSS-Dead Males Days 13-16 | No | No | No | Yes | No | Numeric |  | Females Only | Live or Dead |  |  |  | User Defined Formula | Single Occurrence |  |  |  | 0 |  |  |  | IIF(A=0,NOTHING,A-B) | B | WLSS-Live Males on Day 16 | Nullable
2842 | WLSS-Dead Males Days 14-21 | No | No | No | Yes | No | Numeric |  | Females Only | Live or Dead |  |  |  | User Defined Formula | Single Occurrence |  |  |  | 0 |  |  |  | IIF(A=0,NOTHING,A-B) | A | WLSS-Live Males on Day 14 | Not Null (calculation fails if measurement is null)
2842 | WLSS-Dead Males Days 14-21 | No | No | No | Yes | No | Numeric |  | Females Only | Live or Dead |  |  |  | User Defined Formula | Single Occurrence |  |  |  | 0 |  |  |  | IIF(A=0,NOTHING,A-B) | B | WLSS- Live Males on Day 21 | Nullable
2811 | WLSS-Dead Males Days 16-19 | No | No | No | Yes | No | Numeric |  | Females Only | Live or Dead |  |  |  | User Defined Formula | Single Occurrence |  |  |  | 0 |  |  |  | IIF(A=0,NOTHING,A-B) | A | WLSS-Live Males on Day 16 | Not Null (calculation fails if measurement is null)
2811 | WLSS-Dead Males Days 16-19 | No | No | No | Yes | No | Numeric |  | Females Only | Live or Dead |  |  |  | User Defined Formula | Single Occurrence |  |  |  | 0 |  |  |  | IIF(A=0,NOTHING,A-B) | B | WLSS- Live Males on Day 19 | Nullable
2815 | WLSS-Dead Males Days 19-21 | No | No | No | Yes | No | Numeric |  | Females Only | Live or Dead |  |  |  | User Defined Formula | Single Occurrence |  |  |  | 0 |  |  |  | IIF(A=0,NOTHING,A-B) | A | WLSS- Live Males on Day 19 | Not Null (calculation fails if measurement is null)
2815 | WLSS-Dead Males Days 19-21 | No | No | No | Yes | No | Numeric |  | Females Only | Live or Dead |  |  |  | User Defined Formula | Single Occurrence |  |  |  | 0 |  |  |  | IIF(A=0,NOTHING,A-B) | B | WLSS- Live Males on Day 21 | Nullable
2819 | WLSS-Dead Males Days 21-25 | No | No | No | Yes | No | Numeric |  | Females Only | Live or Dead |  |  |  | User Defined Formula | Single Occurrence |  |  |  | 0 |  |  |  | IIF(A=0,NOTHING,A-B) | A | WLSS- Live Males on Day 21 | Not Null (calculation fails if measurement is null)
2819 | WLSS-Dead Males Days 21-25 | No | No | No | Yes | No | Numeric |  | Females Only | Live or Dead |  |  |  | User Defined Formula | Single Occurrence |  |  |  | 0 |  |  |  | IIF(A=0,NOTHING,A-B) | B | WLSS- Live Males on Day 25 | Nullable
2864 | WLSS-Dead Males Days 21-28 | No | No | No | Yes | No | Numeric |  | Females Only | Live or Dead |  |  |  | User Defined Formula | Single Occurrence |  |  |  | 0 |  |  |  | IIF(A=0,NOTHING,A-B) | A | WLSS- Live Males on Day 21 | Not Null (calculation fails if measurement is null)
2864 | WLSS-Dead Males Days 21-28 | No | No | No | Yes | No | Numeric |  | Females Only | Live or Dead |  |  |  | User Defined Formula | Single Occurrence |  |  |  | 0 |  |  |  | IIF(A=0,NOTHING,A-B) | B | WLSS- Live Males on Day 28 | Nullable
2823 | WLSS-Dead Males Days 25-28 | No | No | No | Yes | No | Numeric |  | Females Only | Live or Dead |  |  |  | User Defined Formula | Single Occurrence |  |  |  | 0 |  |  |  | IIF(A=0,NOTHING,A-B) | A | WLSS- Live Males on Day 25 | Not Null (calculation fails if measurement is null)
2823 | WLSS-Dead Males Days 25-28 | No | No | No | Yes | No | Numeric |  | Females Only | Live or Dead |  |  |  | User Defined Formula | Single Occurrence |  |  |  | 0 |  |  |  | IIF(A=0,NOTHING,A-B) | B | WLSS- Live Males on Day 28 | Nullable
2791 | WLSS-Dead Males Days 4-7 | No | No | No | Yes | No | Numeric |  | Females Only | Live or Dead |  |  |  | User Defined Formula | Single Occurrence |  |  |  | 0 |  |  |  | IIF(A=0,NOTHING,A-B) | A | WLSS- Live Males on Day 4 | Not Null (calculation fails if measurement is null)
2791 | WLSS-Dead Males Days 4-7 | No | No | No | Yes | No | Numeric |  | Females Only | Live or Dead |  |  |  | User Defined Formula | Single Occurrence |  |  |  | 0 |  |  |  | IIF(A=0,NOTHING,A-B) | B | WLSS-Live Males on Day 7 | Nullable
2795 | WLSS-Dead Males Days 4-7 postcull | No | No | No | Yes | No | Numeric |  | Females Only | Live or Dead |  |  |  | User Defined Formula | Single Occurrence |  |  |  | 0 |  |  |  | IIF(A=0,NOTHING,A-B) | A | Live Males on PND 4 postcull | Not Null (calculation fails if measurement is null)
2795 | WLSS-Dead Males Days 4-7 postcull | No | No | No | Yes | No | Numeric |  | Females Only | Live or Dead |  |  |  | User Defined Formula | Single Occurrence |  |  |  | 0 |  |  |  | IIF(A=0,NOTHING,A-B) | B | WLSS-Live Males on Day 7 | Nullable
2799 | WLSS-Dead Males Days 7-10 | No | No | No | Yes | No | Numeric |  | Females Only | Live or Dead |  |  |  | User Defined Formula | Single Occurrence |  |  |  | 0 |  |  |  | IIF(A=0,NOTHING,A-B) | A | WLSS-Live Males on Day 7 | Not Null (calculation fails if measurement is null)
2799 | WLSS-Dead Males Days 7-10 | No | No | No | Yes | No | Numeric |  | Females Only | Live or Dead |  |  |  | User Defined Formula | Single Occurrence |  |  |  | 0 |  |  |  | IIF(A=0,NOTHING,A-B) | B | WLSS-Live Males on Day 10 | Nullable
2827 | WLSS-Dead Males Days 7-14 | No | No | No | Yes | No | Numeric |  | Females Only | Live or Dead |  |  |  | User Defined Formula | Single Occurrence |  |  |  | 0 |  |  |  | IIF(A=0,NOTHING,A-B) | A | WLSS-Live Males on Day 7 | Not Null (calculation fails if measurement is null)
2827 | WLSS-Dead Males Days 7-14 | No | No | No | Yes | No | Numeric |  | Females Only | Live or Dead |  |  |  | User Defined Formula | Single Occurrence |  |  |  | 0 |  |  |  | IIF(A=0,NOTHING,A-B) | B | WLSS-Live Males on Day 14 | Nullable
2150 | WLSS-Dead Males on PND 0 | No | No | No | Yes | No | Numeric |  | Females Only | Live or Dead |  |  |  | Special Calculation | Single Occurrence |  | 0 | Not Relative to Root Measurement | 0 | Numeric Value On Day | Dead Males
2152 | WLSS-Dead Males on PND 1 | No | No | No | Yes | No | Numeric |  | Females Only | Live or Dead |  |  |  | Special Calculation | Single Occurrence |  | 1 | Not Relative to Root Measurement | 0 | Numeric Value On Day | Dead Males
2158 | WLSS-Dead Males on PND 10 | No | No | No | Yes | No | Numeric |  | Females Only | Live or Dead |  |  |  | Special Calculation | Single Occurrence |  | 10 | Not Relative to Root Measurement | 0 | Numeric Value On Day | Dead Males
2160 | WLSS-Dead Males on PND 13 | No | No | No | Yes | No | Numeric |  | Females Only | Live or Dead |  |  |  | Special Calculation | Single Occurrence |  | 13 | Not Relative to Root Measurement | 0 | Numeric Value On Day | Dead Males
2162 | WLSS-Dead Males on PND 14 | No | No | No | Yes | No | Numeric |  | Females Only | Live or Dead |  |  |  | Special Calculation | Single Occurrence |  | 14 | Not Relative to Root Measurement | 0 | Numeric Value On Day | Dead Males
2164 | WLSS-Dead Males on PND 16 | No | No | No | Yes | No | Numeric |  | Females Only | Live or Dead |  |  |  | Special Calculation | Single Occurrence |  | 16 | Not Relative to Root Measurement | 0 | Numeric Value On Day | Dead Males
2166 | WLSS-Dead Males on PND 19 | No | No | No | Yes | No | Numeric |  | Females Only | Live or Dead |  |  |  | Special Calculation | Single Occurrence |  | 19 | Not Relative to Root Measurement | 0 | Numeric Value On Day | Dead Males
2168 | WLSS-Dead Males on PND 21 | No | No | No | Yes | No | Numeric |  | Females Only | Live or Dead |  |  |  | Special Calculation | Single Occurrence |  | 21 | Not Relative to Root Measurement | 0 | Numeric Value On Day | Dead Males
2170 | WLSS-Dead Males on PND 25 | No | No | No | Yes | No | Numeric |  | Females Only | Live or Dead |  |  |  | Special Calculation | Single Occurrence |  | 25 | Not Relative to Root Measurement | 0 | Numeric Value On Day | Dead Males
2172 | WLSS-Dead Males on PND 28 | No | No | No | Yes | No | Numeric |  | Females Only | Live or Dead |  |  |  | Special Calculation | Single Occurrence |  | 28 | Not Relative to Root Measurement | 0 | Numeric Value On Day | Dead Males
2154 | WLSS-Dead Males on PND 4 | No | No | No | Yes | No | Numeric |  | Females Only | Live or Dead |  |  |  | Special Calculation | Single Occurrence |  | 4 | Not Relative to Root Measurement | 0 | Numeric Value On Day | Dead Males
2156 | WLSS-Dead Males on PND 7 | No | No | No | Yes | No | Numeric |  | Females Only | Live or Dead |  |  |  | Special Calculation | Single Occurrence |  | 7 | Not Relative to Root Measurement | 0 | Numeric Value On Day | Dead Males
2785 | WLSS-Dead Pups Days 0-1 | No | No | No | Yes | No | Numeric |  | Females Only | Live or Dead |  |  |  | User Defined Formula | Single Occurrence |  |  |  | 0 |  |  |  | IIF(A=0,NOTHING,A-B) | A | WLSS-Live Pups on Day 0 | Not Null (calculation fails if measurement is null)
2785 | WLSS-Dead Pups Days 0-1 | No | No | No | Yes | No | Numeric |  | Females Only | Live or Dead |  |  |  | User Defined Formula | Single Occurrence |  |  |  | 0 |  |  |  | IIF(A=0,NOTHING,A-B) | B | WLSS-Live Pups on Day 1 | Nullable
6201 | WLSS-Dead Pups Days 0-21 (no cull) | No | No | No | Yes | No | Numeric |  | Females Only | Live or Dead |  |  |  | User Defined Formula | Single Occurrence |  |  |  | 0 |  |  |  | IIF(A=0,NOTHING,((A-B) - C) + D) | A | WLSS-Live Pups on Day 0 | Not Null (calculation fails if measurement is null)
6201 | WLSS-Dead Pups Days 0-21 (no cull) | No | No | No | Yes | No | Numeric |  | Females Only | Live or Dead |  |  |  | User Defined Formula | Single Occurrence |  |  |  | 0 |  |  |  | IIF(A=0,NOTHING,((A-B) - C) + D) | B | WLSS-Live Pups on Day 21 | Nullable
6201 | WLSS-Dead Pups Days 0-21 (no cull) | No | No | No | Yes | No | Numeric |  | Females Only | Live or Dead |  |  |  | User Defined Formula | Single Occurrence |  |  |  | 0 |  |  |  | IIF(A=0,NOTHING,((A-B) - C) + D) | C | Total Scheduled Removals Days 0-21 | Not Null (calculation fails if measurement is null)
6201 | WLSS-Dead Pups Days 0-21 (no cull) | No | No | No | Yes | No | Numeric |  | Females Only | Live or Dead |  |  |  | User Defined Formula | Single Occurrence |  |  |  | 0 |  |  |  | IIF(A=0,NOTHING,((A-B) - C) + D) | D | WLSS-Dead Pups on PND 0 | Not Null (calculation fails if measurement is null)
6202 | WLSS-Dead Pups Days 0-21 (with cull) | No | No | No | Yes | No | Numeric |  | Females Only | Live or Dead |  |  |  | User Defined Formula | Single Occurrence |  |  |  | 0 |  |  |  | (A + B + C + F) - (D + E) | A | WLSS-Dead Pups Days 0-1 | Not Null (calculation fails if measurement is null)
6202 | WLSS-Dead Pups Days 0-21 (with cull) | No | No | No | Yes | No | Numeric |  | Females Only | Live or Dead |  |  |  | User Defined Formula | Single Occurrence |  |  |  | 0 |  |  |  | (A + B + C + F) - (D + E) | B | WLSS-Dead Pups Days 1-4 | Not Null (calculation fails if measurement is null)
6202 | WLSS-Dead Pups Days 0-21 (with cull) | No | No | No | Yes | No | Numeric |  | Females Only | Live or Dead |  |  |  | User Defined Formula | Single Occurrence |  |  |  | 0 |  |  |  | (A + B + C + F) - (D + E) | C | WLSS-Dead Pups Days 4-21 (postcull) | Not Null (calculation fails if measurement is null)
6202 | WLSS-Dead Pups Days 0-21 (with cull) | No | No | No | Yes | No | Numeric |  | Females Only | Live or Dead |  |  |  | User Defined Formula | Single Occurrence |  |  |  | 0 |  |  |  | (A + B + C + F) - (D + E) | D | Total Scheduled Removals Days 0-1 | Not Null (calculation fails if measurement is null)
6202 | WLSS-Dead Pups Days 0-21 (with cull) | No | No | No | Yes | No | Numeric |  | Females Only | Live or Dead |  |  |  | User Defined Formula | Single Occurrence |  |  |  | 0 |  |  |  | (A + B + C + F) - (D + E) | E | Total Scheduled Removals Days 1-4 | Not Null (calculation fails if measurement is null)
6202 | WLSS-Dead Pups Days 0-21 (with cull) | No | No | No | Yes | No | Numeric |  | Females Only | Live or Dead |  |  |  | User Defined Formula | Single Occurrence |  |  |  | 0 |  |  |  | (A + B + C + F) - (D + E) | F | WLSS-Dead Pups on PND 0 | Not Null (calculation fails if measurement is null)
6203 | WLSS-Dead Pups Days 0-28 (no cull) | No | No | No | Yes | No | Numeric |  | Females Only | Live or Dead |  |  |  | User Defined Formula | Single Occurrence |  |  |  | 0 |  |  |  | ((A + B + D + E) - C) | A | WLSS-Dead Pups Days 1-28 | Not Null (calculation fails if measurement is null)
6203 | WLSS-Dead Pups Days 0-28 (no cull) | No | No | No | Yes | No | Numeric |  | Females Only | Live or Dead |  |  |  | User Defined Formula | Single Occurrence |  |  |  | 0 |  |  |  | ((A + B + D + E) - C) | B | WLSS-Dead Pups Days 0-1 | Not Null (calculation fails if measurement is null)
6203 | WLSS-Dead Pups Days 0-28 (no cull) | No | No | No | Yes | No | Numeric |  | Females Only | Live or Dead |  |  |  | User Defined Formula | Single Occurrence |  |  |  | 0 |  |  |  | ((A + B + D + E) - C) | C | Total Scheduled Removals Days 0-1 | Not Null (calculation fails if measurement is null)
6203 | WLSS-Dead Pups Days 0-28 (no cull) | No | No | No | Yes | No | Numeric |  | Females Only | Live or Dead |  |  |  | User Defined Formula | Single Occurrence |  |  |  | 0 |  |  |  | ((A + B + D + E) - C) | D | WLSS-Dead Pups on PND 0 | Not Null (calculation fails if measurement is null)
6203 | WLSS-Dead Pups Days 0-28 (no cull) | No | No | No | Yes | No | Numeric |  | Females Only | Live or Dead |  |  |  | User Defined Formula | Single Occurrence |  |  |  | 0 |  |  |  | ((A + B + D + E) - C) | E | Total Scheduled Removals Day 4 | Not Null (calculation fails if measurement is null)
6204 | WLSS-Dead Pups Days 0-28 (with cull) | No | No | No | Yes | No | Numeric |  | Females Only | Live or Dead |  |  |  | User Defined Formula | Single Occurrence |  |  |  | 0 |  |  |  | (A + B + C + F) - (D + E) | A | WLSS-Dead Pups Days 0-1 | Not Null (calculation fails if measurement is null)
6204 | WLSS-Dead Pups Days 0-28 (with cull) | No | No | No | Yes | No | Numeric |  | Females Only | Live or Dead |  |  |  | User Defined Formula | Single Occurrence |  |  |  | 0 |  |  |  | (A + B + C + F) - (D + E) | B | WLSS-Dead Pups Days 1-4 | Not Null (calculation fails if measurement is null)
6204 | WLSS-Dead Pups Days 0-28 (with cull) | No | No | No | Yes | No | Numeric |  | Females Only | Live or Dead |  |  |  | User Defined Formula | Single Occurrence |  |  |  | 0 |  |  |  | (A + B + C + F) - (D + E) | C | WLSS-Dead Pups Days 4-28 (post cull) | Not Null (calculation fails if measurement is null)
6204 | WLSS-Dead Pups Days 0-28 (with cull) | No | No | No | Yes | No | Numeric |  | Females Only | Live or Dead |  |  |  | User Defined Formula | Single Occurrence |  |  |  | 0 |  |  |  | (A + B + C + F) - (D + E) | D | Total Scheduled Removals Days 0-1 | Not Null (calculation fails if measurement is null)
6204 | WLSS-Dead Pups Days 0-28 (with cull) | No | No | No | Yes | No | Numeric |  | Females Only | Live or Dead |  |  |  | User Defined Formula | Single Occurrence |  |  |  | 0 |  |  |  | (A + B + C + F) - (D + E) | E | Total Scheduled Removals Days 1-4 | Not Null (calculation fails if measurement is null)
6204 | WLSS-Dead Pups Days 0-28 (with cull) | No | No | No | Yes | No | Numeric |  | Females Only | Live or Dead |  |  |  | User Defined Formula | Single Occurrence |  |  |  | 0 |  |  |  | (A + B + C + F) - (D + E) | F | WLSS-Dead Pups on PND 0 | Not Null (calculation fails if measurement is null)
4421 | WLSS-Dead Pups Days 1-28 | No | No | No | Yes | No | Numeric |  | Females Only | Live or Dead |  |  |  | User Defined Formula | Single Occurrence |  |  |  | 0 |  |  |  | IIF(A=B,NOTHING,IIF(C=0,NOTHING,C-(D+E))) | A | WLSS-Live Pups on Day 4 | Not Null (calculation fails if measurement is null)
4421 | WLSS-Dead Pups Days 1-28 | No | No | No | Yes | No | Numeric |  | Females Only | Live or Dead |  |  |  | User Defined Formula | Single Occurrence |  |  |  | 0 |  |  |  | IIF(A=B,NOTHING,IIF(C=0,NOTHING,C-(D+E))) | B | Total Scheduled Removals Day 4 | Not Null (calculation fails if measurement is null)
4421 | WLSS-Dead Pups Days 1-28 | No | No | No | Yes | No | Numeric |  | Females Only | Live or Dead |  |  |  | User Defined Formula | Single Occurrence |  |  |  | 0 |  |  |  | IIF(A=B,NOTHING,IIF(C=0,NOTHING,C-(D+E))) | C | WLSS-Live Pups on Day 1 | Not Null (calculation fails if measurement is null)
4421 | WLSS-Dead Pups Days 1-28 | No | No | No | Yes | No | Numeric |  | Females Only | Live or Dead |  |  |  | User Defined Formula | Single Occurrence |  |  |  | 0 |  |  |  | IIF(A=B,NOTHING,IIF(C=0,NOTHING,C-(D+E))) | D | WLSS-Live Pups on Day 28 | Nullable
4421 | WLSS-Dead Pups Days 1-28 | No | No | No | Yes | No | Numeric |  | Females Only | Live or Dead |  |  |  | User Defined Formula | Single Occurrence |  |  |  | 0 |  |  |  | IIF(A=B,NOTHING,IIF(C=0,NOTHING,C-(D+E))) | E | Total Scheduled Removals Days 1-28 | Not Null (calculation fails if measurement is null)
2789 | WLSS-Dead Pups Days 1-4 | No | No | No | Yes | No | Numeric |  | Females Only | Live or Dead |  |  |  | User Defined Formula | Single Occurrence |  |  |  | 0 |  |  |  | IIF(A=0,NOTHING,A-B) | A | WLSS-Live Pups on Day 1 | Not Null (calculation fails if measurement is null)
2789 | WLSS-Dead Pups Days 1-4 | No | No | No | Yes | No | Numeric |  | Females Only | Live or Dead |  |  |  | User Defined Formula | Single Occurrence |  |  |  | 0 |  |  |  | IIF(A=0,NOTHING,A-B) | B | WLSS-Live Pups on Day 4 | Nullable
5464 | WLSS-Dead Pups Days 10-12 | No | No | No | Yes | No | Numeric |  | Females Only | Live or Dead |  |  |  | User Defined Formula | Single Occurrence |  |  |  | 0 |  |  |  | IIF(A=0,NOTHING,A-B) | A | WLSS-Live Pups on Day 10 | Not Null (calculation fails if measurement is null)
5464 | WLSS-Dead Pups Days 10-12 | No | No | No | Yes | No | Numeric |  | Females Only | Live or Dead |  |  |  | User Defined Formula | Single Occurrence |  |  |  | 0 |  |  |  | IIF(A=0,NOTHING,A-B) | B | WLSS-Live Pups on Day 12 | Nullable
2805 | WLSS-Dead Pups Days 10-13 | No | No | No | Yes | No | Numeric |  | Females Only | Live or Dead |  |  |  | User Defined Formula | Single Occurrence |  |  |  | 0 |  |  |  | IIF(A=0,NOTHING,A-B) | A | WLSS-Live Pups on Day 10 | Not Null (calculation fails if measurement is null)
2805 | WLSS-Dead Pups Days 10-13 | No | No | No | Yes | No | Numeric |  | Females Only | Live or Dead |  |  |  | User Defined Formula | Single Occurrence |  |  |  | 0 |  |  |  | IIF(A=0,NOTHING,A-B) | B | WLSS-Live Pups on Day 13 | Nullable
4202 | WLSS-Dead Pups Days 12-14 | No | No | No | Yes | No | Numeric |  | Females Only | Live or Dead |  |  |  | User Defined Formula | Single Occurrence |  |  |  | 0 |  |  |  | IIF(A=0,NOTHING,A-B) | A | WLSS-Live Pups on Day 12 | Not Null (calculation fails if measurement is null)
4202 | WLSS-Dead Pups Days 12-14 | No | No | No | Yes | No | Numeric |  | Females Only | Live or Dead |  |  |  | User Defined Formula | Single Occurrence |  |  |  | 0 |  |  |  | IIF(A=0,NOTHING,A-B) | B | WLSS-Live Pups on Day 14 | Nullable
2809 | WLSS-Dead Pups Days 13-16 | No | No | No | Yes | No | Numeric |  | Females Only | Live or Dead |  |  |  | User Defined Formula | Single Occurrence |  |  |  | 0 |  |  |  | IIF(A=0,NOTHING,A-B) | A | WLSS-Live Pups on Day 13 | Not Null (calculation fails if measurement is null)
2809 | WLSS-Dead Pups Days 13-16 | No | No | No | Yes | No | Numeric |  | Females Only | Live or Dead |  |  |  | User Defined Formula | Single Occurrence |  |  |  | 0 |  |  |  | IIF(A=0,NOTHING,A-B) | B | WLSS-Live Pups on Day 16 | Nullable
2862 | WLSS-Dead Pups Days 14-21 | No | No | No | Yes | No | Numeric |  | Females Only | Live or Dead |  |  |  | User Defined Formula | Single Occurrence |  |  |  | 0 |  |  |  | IIF(A=0,NOTHING,A-B) | A | WLSS-Live Pups on Day 14 | Not Null (calculation fails if measurement is null)
2862 | WLSS-Dead Pups Days 14-21 | No | No | No | Yes | No | Numeric |  | Females Only | Live or Dead |  |  |  | User Defined Formula | Single Occurrence |  |  |  | 0 |  |  |  | IIF(A=0,NOTHING,A-B) | B | WLSS-Live Pups on Day 21 | Nullable
4941 | WLSS-Dead Pups Days 14-28 | No | No | No | Yes | No | Numeric |  | Females Only | Live or Dead |  |  |  | User Defined Formula | Single Occurrence |  |  |  | 0 |  |  |  | IIF(A=0,NOTHING,A-B) | A | WLSS-Live Pups on Day 14 | Not Null (calculation fails if measurement is null)
4941 | WLSS-Dead Pups Days 14-28 | No | No | No | Yes | No | Numeric |  | Females Only | Live or Dead |  |  |  | User Defined Formula | Single Occurrence |  |  |  | 0 |  |  |  | IIF(A=0,NOTHING,A-B) | B | WLSS-Live Pups on Day 28 | Nullable
2813 | WLSS-Dead Pups Days 16-19 | No | No | No | Yes | No | Numeric |  | Females Only | Live or Dead |  |  |  | User Defined Formula | Single Occurrence |  |  |  | 0 |  |  |  | IIF(A=0,NOTHING,A-B) | A | WLSS-Live Pups on Day 16 | Not Null (calculation fails if measurement is null)
2813 | WLSS-Dead Pups Days 16-19 | No | No | No | Yes | No | Numeric |  | Females Only | Live or Dead |  |  |  | User Defined Formula | Single Occurrence |  |  |  | 0 |  |  |  | IIF(A=0,NOTHING,A-B) | B | WLSS-Live Pups on Day 19 | Nullable
2817 | WLSS-Dead Pups Days 19-21 | No | No | No | Yes | No | Numeric |  | Females Only | Live or Dead |  |  |  | User Defined Formula | Single Occurrence |  |  |  | 0 |  |  |  | IIF(A=0,NOTHING,A-B) | A | WLSS-Live Pups on Day 19 | Not Null (calculation fails if measurement is null)
2817 | WLSS-Dead Pups Days 19-21 | No | No | No | Yes | No | Numeric |  | Females Only | Live or Dead |  |  |  | User Defined Formula | Single Occurrence |  |  |  | 0 |  |  |  | IIF(A=0,NOTHING,A-B) | B | WLSS-Live Pups on Day 21 | Nullable
2821 | WLSS-Dead Pups Days 21-25 | No | No | No | Yes | No | Numeric |  | Females Only | Live or Dead |  |  |  | User Defined Formula | Single Occurrence |  |  |  | 0 |  |  |  | IIF(A=0,NOTHING,A-B) | A | WLSS-Live Pups on Day 21 | Not Null (calculation fails if measurement is null)
2821 | WLSS-Dead Pups Days 21-25 | No | No | No | Yes | No | Numeric |  | Females Only | Live or Dead |  |  |  | User Defined Formula | Single Occurrence |  |  |  | 0 |  |  |  | IIF(A=0,NOTHING,A-B) | B | WLSS-Live Pups Day 25 | Nullable
2866 | WLSS-Dead Pups Days 21-28 | No | No | No | Yes | No | Numeric |  | Females Only | Live or Dead |  |  |  | User Defined Formula | Single Occurrence |  |  |  | 0 |  |  |  | IIF(A=0,NOTHING,A-B) | A | WLSS-Live Pups on Day 21 | Not Null (calculation fails if measurement is null)
2866 | WLSS-Dead Pups Days 21-28 | No | No | No | Yes | No | Numeric |  | Females Only | Live or Dead |  |  |  | User Defined Formula | Single Occurrence |  |  |  | 0 |  |  |  | IIF(A=0,NOTHING,A-B) | B | WLSS-Live Pups on Day 28 | Nullable
2825 | WLSS-Dead Pups Days 25-28 | No | No | No | Yes | No | Numeric |  | Females Only | Live or Dead |  |  |  | User Defined Formula | Single Occurrence |  |  |  | 0 |  |  |  | IIF(A=0,NOTHING,A-B) | A | WLSS-Live Pups Day 25 | Not Null (calculation fails if measurement is null)
2825 | WLSS-Dead Pups Days 25-28 | No | No | No | Yes | No | Numeric |  | Females Only | Live or Dead |  |  |  | User Defined Formula | Single Occurrence |  |  |  | 0 |  |  |  | IIF(A=0,NOTHING,A-B) | B | WLSS-Live Pups on Day 28 | Nullable
5742 | WLSS-Dead Pups Days 4-21 (postcull) | No | No | No | Yes | No | Numeric |  | Any Sex | Live or Dead |  |  |  | User Defined Formula | Single Occurrence |  |  |  | 0 |  |  |  | IIF(A=B,NOTHING,IIF(C=0,NOTHING,C-(D+E))) | A | WLSS-Live Pups on Day 4 | Not Null (calculation fails if measurement is null)
5742 | WLSS-Dead Pups Days 4-21 (postcull) | No | No | No | Yes | No | Numeric |  | Any Sex | Live or Dead |  |  |  | User Defined Formula | Single Occurrence |  |  |  | 0 |  |  |  | IIF(A=B,NOTHING,IIF(C=0,NOTHING,C-(D+E))) | B | Total Scheduled Removals Day 4 | Not Null (calculation fails if measurement is null)
5742 | WLSS-Dead Pups Days 4-21 (postcull) | No | No | No | Yes | No | Numeric |  | Any Sex | Live or Dead |  |  |  | User Defined Formula | Single Occurrence |  |  |  | 0 |  |  |  | IIF(A=B,NOTHING,IIF(C=0,NOTHING,C-(D+E))) | C | Live Pups on PND 4 postcull | Not Null (calculation fails if measurement is null)
5742 | WLSS-Dead Pups Days 4-21 (postcull) | No | No | No | Yes | No | Numeric |  | Any Sex | Live or Dead |  |  |  | User Defined Formula | Single Occurrence |  |  |  | 0 |  |  |  | IIF(A=B,NOTHING,IIF(C=0,NOTHING,C-(D+E))) | D | WLSS-Live Pups on Day 21 | Nullable
5742 | WLSS-Dead Pups Days 4-21 (postcull) | No | No | No | Yes | No | Numeric |  | Any Sex | Live or Dead |  |  |  | User Defined Formula | Single Occurrence |  |  |  | 0 |  |  |  | IIF(A=B,NOTHING,IIF(C=0,NOTHING,C-(D+E))) | E | Number Scheduled Removals Days 4-21 (post cull) | Not Null (calculation fails if measurement is null)
5741 | WLSS-Dead Pups Days 4-28 (post cull) | No | No | No | Yes | No | Numeric |  | Any Sex | Live or Dead |  |  |  | User Defined Formula | Single Occurrence |  |  |  | 0 |  |  |  | IIF(A=B,NOTHING,IIF(C=0,NOTHING,C-(D+E))) | A | WLSS-Live Pups on Day 4 | Not Null (calculation fails if measurement is null)
5741 | WLSS-Dead Pups Days 4-28 (post cull) | No | No | No | Yes | No | Numeric |  | Any Sex | Live or Dead |  |  |  | User Defined Formula | Single Occurrence |  |  |  | 0 |  |  |  | IIF(A=B,NOTHING,IIF(C=0,NOTHING,C-(D+E))) | B | Total Scheduled Removals Day 4 | Not Null (calculation fails if measurement is null)
5741 | WLSS-Dead Pups Days 4-28 (post cull) | No | No | No | Yes | No | Numeric |  | Any Sex | Live or Dead |  |  |  | User Defined Formula | Single Occurrence |  |  |  | 0 |  |  |  | IIF(A=B,NOTHING,IIF(C=0,NOTHING,C-(D+E))) | C | Live Pups on PND 4 postcull | Not Null (calculation fails if measurement is null)
5741 | WLSS-Dead Pups Days 4-28 (post cull) | No | No | No | Yes | No | Numeric |  | Any Sex | Live or Dead |  |  |  | User Defined Formula | Single Occurrence |  |  |  | 0 |  |  |  | IIF(A=B,NOTHING,IIF(C=0,NOTHING,C-(D+E))) | D | WLSS-Live Pups on Day 28 | Nullable
5741 | WLSS-Dead Pups Days 4-28 (post cull) | No | No | No | Yes | No | Numeric |  | Any Sex | Live or Dead |  |  |  | User Defined Formula | Single Occurrence |  |  |  | 0 |  |  |  | IIF(A=B,NOTHING,IIF(C=0,NOTHING,C-(D+E))) | E | Number Scheduled Removals Days 4-28 (post cull) | Not Null (calculation fails if measurement is null)
2793 | WLSS-Dead Pups Days 4-7 | No | No | No | Yes | No | Numeric |  | Females Only | Live or Dead |  |  |  | User Defined Formula | Single Occurrence |  |  |  | 0 |  |  |  | IIF(A=B,NOTHING,IIF(A=0,NOTHING,A-C)) | A | WLSS-Live Pups on Day 4 | Not Null (calculation fails if measurement is null)
2793 | WLSS-Dead Pups Days 4-7 | No | No | No | Yes | No | Numeric |  | Females Only | Live or Dead |  |  |  | User Defined Formula | Single Occurrence |  |  |  | 0 |  |  |  | IIF(A=B,NOTHING,IIF(A=0,NOTHING,A-C)) | B | Total Scheduled Removals Day 4 | Not Null (calculation fails if measurement is null)
2793 | WLSS-Dead Pups Days 4-7 | No | No | No | Yes | No | Numeric |  | Females Only | Live or Dead |  |  |  | User Defined Formula | Single Occurrence |  |  |  | 0 |  |  |  | IIF(A=B,NOTHING,IIF(A=0,NOTHING,A-C)) | C | WLSS-Live Pups on Day 7 | Nullable
2797 | WLSS-Dead Pups Days 4-7 postcull | No | No | No | Yes | No | Numeric |  | Females Only | Live or Dead |  |  |  | User Defined Formula | Single Occurrence |  |  |  | 0 |  |  |  | IIF(A=B,NOTHING,IIF(C=0,NOTHING,C-D)) | A | WLSS-Live Pups on Day 4 | Not Null (calculation fails if measurement is null)
2797 | WLSS-Dead Pups Days 4-7 postcull | No | No | No | Yes | No | Numeric |  | Females Only | Live or Dead |  |  |  | User Defined Formula | Single Occurrence |  |  |  | 0 |  |  |  | IIF(A=B,NOTHING,IIF(C=0,NOTHING,C-D)) | B | Total Scheduled Removals Day 4 | Not Null (calculation fails if measurement is null)
2797 | WLSS-Dead Pups Days 4-7 postcull | No | No | No | Yes | No | Numeric |  | Females Only | Live or Dead |  |  |  | User Defined Formula | Single Occurrence |  |  |  | 0 |  |  |  | IIF(A=B,NOTHING,IIF(C=0,NOTHING,C-D)) | C | Live Pups on PND 4 postcull | Not Null (calculation fails if measurement is null)
2797 | WLSS-Dead Pups Days 4-7 postcull | No | No | No | Yes | No | Numeric |  | Females Only | Live or Dead |  |  |  | User Defined Formula | Single Occurrence |  |  |  | 0 |  |  |  | IIF(A=B,NOTHING,IIF(C=0,NOTHING,C-D)) | D | WLSS-Live Pups on Day 7 | Nullable
2801 | WLSS-Dead Pups Days 7-10 | No | No | No | Yes | No | Numeric |  | Females Only | Live or Dead |  |  |  | User Defined Formula | Single Occurrence |  |  |  | 0 |  |  |  | IIF(A=0,NOTHING,A-B) | A | WLSS-Live Pups on Day 7 | Not Null (calculation fails if measurement is null)
2801 | WLSS-Dead Pups Days 7-10 | No | No | No | Yes | No | Numeric |  | Females Only | Live or Dead |  |  |  | User Defined Formula | Single Occurrence |  |  |  | 0 |  |  |  | IIF(A=0,NOTHING,A-B) | B | WLSS-Live Pups on Day 10 | Nullable
5401 | WLSS-Dead Pups Days 7-11 | No | No | No | Yes | No | Numeric |  | Females Only | Live or Dead |  |  |  | User Defined Formula | Single Occurrence |  |  |  | 0 |  |  |  | IIF(A=0,NOTHING,A-B) | A | WLSS-Live Pups on Day 7 | Not Null (calculation fails if measurement is null)
5401 | WLSS-Dead Pups Days 7-11 | No | No | No | Yes | No | Numeric |  | Females Only | Live or Dead |  |  |  | User Defined Formula | Single Occurrence |  |  |  | 0 |  |  |  | IIF(A=0,NOTHING,A-B) | B | WLSS-Live Pups on Day 11 | Nullable
4201 | WLSS-Dead Pups Days 7-12 | No | No | No | Yes | No | Numeric |  | Females Only | Live or Dead |  |  |  | User Defined Formula | Single Occurrence |  |  |  | 0 |  |  |  | IIF(A=0,NOTHING,A-B) | A | WLSS-Live Pups on Day 7 | Not Null (calculation fails if measurement is null)
4201 | WLSS-Dead Pups Days 7-12 | No | No | No | Yes | No | Numeric |  | Females Only | Live or Dead |  |  |  | User Defined Formula | Single Occurrence |  |  |  | 0 |  |  |  | IIF(A=0,NOTHING,A-B) | B | WLSS-Live Pups on Day 12 | Nullable
2829 | WLSS-Dead Pups Days 7-14 | No | No | No | Yes | No | Numeric |  | Females Only | Live or Dead |  |  |  | User Defined Formula | Single Occurrence |  |  |  | 0 |  |  |  | IIF(A=0,NOTHING,A-B) | A | WLSS-Live Pups on Day 7 | Not Null (calculation fails if measurement is null)
2829 | WLSS-Dead Pups Days 7-14 | No | No | No | Yes | No | Numeric |  | Females Only | Live or Dead |  |  |  | User Defined Formula | Single Occurrence |  |  |  | 0 |  |  |  | IIF(A=0,NOTHING,A-B) | B | WLSS-Live Pups on Day 14 | Nullable
2604 | WLSS-Dead Pups on PND 0 | No | No | No | Yes | No | Numeric |  | Females Only | Live or Dead |  |  |  | User Defined Formula | Single Occurrence |  |  |  | 0 |  |  |  | (A+B+C) | A | WLSS-Dead Females on PND 0 | Nullable
2604 | WLSS-Dead Pups on PND 0 | No | No | No | Yes | No | Numeric |  | Females Only | Live or Dead |  |  |  | User Defined Formula | Single Occurrence |  |  |  | 0 |  |  |  | (A+B+C) | B | WLSS-Dead Males on PND 0 | Nullable
2604 | WLSS-Dead Pups on PND 0 | No | No | No | Yes | No | Numeric |  | Females Only | Live or Dead |  |  |  | User Defined Formula | Single Occurrence |  |  |  | 0 |  |  |  | (A+B+C) | C | WLSS-Dead Unsexed Day 0 | Nullable
2741 | WLSS-Dead Unsexed Day 0 | No | No | No | Yes | No | Numeric |  | Females Only | Live or Dead |  |  |  | Special Calculation | Single Occurrence |  | 0 | Not Relative to Root Measurement | 0 | Numeric Value On Day | Dead Unsexed
2742 | WLSS-Dead Unsexed Day 1 | No | No | No | Yes | No | Numeric |  | Females Only | Live or Dead |  |  |  | Special Calculation | Single Occurrence |  | 1 | Not Relative to Root Measurement | 0 | Numeric Value On Day | Dead Unsexed
2745 | WLSS-Dead Unsexed Day 10 | No | No | No | Yes | No | Numeric |  | Females Only | Live or Dead |  |  |  | Special Calculation | Single Occurrence |  | 10 | Not Relative to Root Measurement | 0 | Numeric Value On Day | Dead Unsexed
2746 | WLSS-Dead Unsexed Day 13 | No | No | No | Yes | No | Numeric |  | Females Only | Live or Dead |  |  |  | Special Calculation | Single Occurrence |  | 13 | Not Relative to Root Measurement | 0 | Numeric Value On Day | Dead Unsexed
2747 | WLSS-Dead Unsexed Day 14 | No | No | No | Yes | No | Numeric |  | Females Only | Live or Dead |  |  |  | Special Calculation | Single Occurrence |  | 14 | Not Relative to Root Measurement | 0 | Numeric Value On Day | Dead Unsexed
2748 | WLSS-Dead Unsexed Day 16 | No | No | No | Yes | No | Numeric |  | Females Only | Live or Dead |  |  |  | Special Calculation | Single Occurrence |  | 16 | Not Relative to Root Measurement | 0 | Numeric Value On Day | Dead Unsexed
2749 | WLSS-Dead Unsexed Day 19 | No | No | No | Yes | No | Numeric |  | Females Only | Live or Dead |  |  |  | Special Calculation | Single Occurrence |  | 19 | Not Relative to Root Measurement | 0 | Numeric Value On Day | Dead Unsexed
2750 | WLSS-Dead Unsexed Day 21 | No | No | No | Yes | No | Numeric |  | Females Only | Live or Dead |  |  |  | Special Calculation | Single Occurrence |  | 21 | Not Relative to Root Measurement | 0 | Numeric Value On Day | Dead Unsexed
2761 | WLSS-Dead Unsexed Day 25 | No | No | No | Yes | No | Numeric |  | Females Only | Live or Dead |  |  |  | Special Calculation | Single Occurrence |  | 25 | Not Relative to Root Measurement | 0 | Numeric Value On Day | Dead Unsexed
2781 | WLSS-Dead Unsexed Day 28 | No | No | No | Yes | No | Numeric |  | Females Only | Live or Dead |  |  |  | Special Calculation | Single Occurrence |  | 28 | Not Relative to Root Measurement | 0 | Numeric Value On Day | Dead Unsexed
2743 | WLSS-Dead Unsexed Day 4 | No | No | No | Yes | No | Numeric |  | Females Only | Live or Dead |  |  |  | Special Calculation | Single Occurrence |  | 4 | Not Relative to Root Measurement | 0 | Numeric Value On Day | Dead Unsexed
2744 | WLSS-Dead Unsexed Day 7 | No | No | No | Yes | No | Numeric |  | Females Only | Live or Dead |  |  |  | Special Calculation | Single Occurrence |  | 7 | Not Relative to Root Measurement | 0 | Numeric Value On Day | Dead Unsexed
2784 | WLSS-Dead Unsexed Days 0-1 | No | No | No | Yes | No | Numeric |  | Females Only | Live or Dead |  |  |  | User Defined Formula | Single Occurrence |  |  |  | 0 |  |  |  | IIF(A=0,NOTHING,A-B) | A | WLSS-Live Unsexed on Day 0 | Not Null (calculation fails if measurement is null)
2784 | WLSS-Dead Unsexed Days 0-1 | No | No | No | Yes | No | Numeric |  | Females Only | Live or Dead |  |  |  | User Defined Formula | Single Occurrence |  |  |  | 0 |  |  |  | IIF(A=0,NOTHING,A-B) | B | WLSS-Live Unsexed on Day1 | Nullable
2788 | WLSS-Dead Unsexed Days 1-4 | No | No | No | Yes | No | Numeric |  | Females Only | Live or Dead |  |  |  | User Defined Formula | Single Occurrence |  |  |  | 0 |  |  |  | IIF(A=0,NOTHING,A-B) | A | WLSS-Live Unsexed on Day1 | Not Null (calculation fails if measurement is null)
2788 | WLSS-Dead Unsexed Days 1-4 | No | No | No | Yes | No | Numeric |  | Females Only | Live or Dead |  |  |  | User Defined Formula | Single Occurrence |  |  |  | 0 |  |  |  | IIF(A=0,NOTHING,A-B) | B | WLSS-Live Unsexed on Day 4 | Nullable
2804 | WLSS-Dead Unsexed Days 10-13 | No | No | No | Yes | No | Numeric |  | Females Only | Live or Dead |  |  |  | User Defined Formula | Single Occurrence |  |  |  | 0 |  |  |  | IIF(A=0,NOTHING,A-B) | A | WLSS-Live Unsexed on Day 10 | Not Null (calculation fails if measurement is null)
2804 | WLSS-Dead Unsexed Days 10-13 | No | No | No | Yes | No | Numeric |  | Females Only | Live or Dead |  |  |  | User Defined Formula | Single Occurrence |  |  |  | 0 |  |  |  | IIF(A=0,NOTHING,A-B) | B | WLSS-Live Unsexed on Day 13 | Nullable
2808 | WLSS-Dead Unsexed Days 13-16 | No | No | No | Yes | No | Numeric |  | Females Only | Live or Dead |  |  |  | User Defined Formula | Single Occurrence |  |  |  | 0 |  |  |  | IIF(A=0,NOTHING,A-B) | A | WLSS-Live Unsexed on Day 13 | Not Null (calculation fails if measurement is null)
2808 | WLSS-Dead Unsexed Days 13-16 | No | No | No | Yes | No | Numeric |  | Females Only | Live or Dead |  |  |  | User Defined Formula | Single Occurrence |  |  |  | 0 |  |  |  | IIF(A=0,NOTHING,A-B) | B | WLSS-Live Unsexed on Day 16 | Nullable
2861 | WLSS-Dead Unsexed Days 14-21 | No | No | No | Yes | No | Numeric |  | Females Only | Live or Dead |  |  |  | User Defined Formula | Single Occurrence |  |  |  | 0 |  |  |  | IIF(A=0,NOTHING,A-B) | A | WLSS-Live Unsexed on Day 14 | Not Null (calculation fails if measurement is null)
2861 | WLSS-Dead Unsexed Days 14-21 | No | No | No | Yes | No | Numeric |  | Females Only | Live or Dead |  |  |  | User Defined Formula | Single Occurrence |  |  |  | 0 |  |  |  | IIF(A=0,NOTHING,A-B) | B | WLSS-Live Unsexed on Day 21 | Nullable
2812 | WLSS-Dead Unsexed Days 16-19 | No | No | No | Yes | No | Numeric |  | Females Only | Live or Dead |  |  |  | User Defined Formula | Single Occurrence |  |  |  | 0 |  |  |  | IIF(A=0,NOTHING,A-B) | A | WLSS-Live Unsexed on Day 16 | Not Null (calculation fails if measurement is null)
2812 | WLSS-Dead Unsexed Days 16-19 | No | No | No | Yes | No | Numeric |  | Females Only | Live or Dead |  |  |  | User Defined Formula | Single Occurrence |  |  |  | 0 |  |  |  | IIF(A=0,NOTHING,A-B) | B | WLSS- Live Unsexed on Day 19 | Nullable
2816 | WLSS-Dead Unsexed Days 19-21 | No | No | No | Yes | No | Numeric |  | Females Only | Live or Dead |  |  |  | User Defined Formula | Single Occurrence |  |  |  | 0 |  |  |  | IIF(A=0,NOTHING,A-B) | A | WLSS- Live Unsexed on Day 19 | Not Null (calculation fails if measurement is null)
2816 | WLSS-Dead Unsexed Days 19-21 | No | No | No | Yes | No | Numeric |  | Females Only | Live or Dead |  |  |  | User Defined Formula | Single Occurrence |  |  |  | 0 |  |  |  | IIF(A=0,NOTHING,A-B) | B | WLSS-Live Unsexed on Day 21 | Nullable
2820 | WLSS-Dead Unsexed Days 21-25 | No | No | No | Yes | No | Numeric |  | Females Only | Live or Dead |  |  |  | User Defined Formula | Single Occurrence |  |  |  | 0 |  |  |  | IIF(A=0,NOTHING,A-B) | A | WLSS-Live Unsexed on Day 21 | Not Null (calculation fails if measurement is null)
2820 | WLSS-Dead Unsexed Days 21-25 | No | No | No | Yes | No | Numeric |  | Females Only | Live or Dead |  |  |  | User Defined Formula | Single Occurrence |  |  |  | 0 |  |  |  | IIF(A=0,NOTHING,A-B) | B | WLSS-Live Unsexed on Day 25 | Nullable
2865 | WLSS-Dead Unsexed Days 21-28 | No | No | No | Yes | No | Numeric |  | Females Only | Live or Dead |  |  |  | User Defined Formula | Single Occurrence |  |  |  | 0 |  |  |  | IIF(A=0,NOTHING,A-B) | A | WLSS-Live Unsexed on Day 21 | Not Null (calculation fails if measurement is null)
2865 | WLSS-Dead Unsexed Days 21-28 | No | No | No | Yes | No | Numeric |  | Females Only | Live or Dead |  |  |  | User Defined Formula | Single Occurrence |  |  |  | 0 |  |  |  | IIF(A=0,NOTHING,A-B) | B | WLSS-Live Unsexed on Day 28 | Nullable
2824 | WLSS-Dead Unsexed Days 25-28 | No | No | No | Yes | No | Numeric |  | Females Only | Live or Dead |  |  |  | User Defined Formula | Single Occurrence |  |  |  | 0 |  |  |  | IIF(A=0,NOTHING,A-B) | A | WLSS-Live Unsexed on Day 25 | Not Null (calculation fails if measurement is null)
2824 | WLSS-Dead Unsexed Days 25-28 | No | No | No | Yes | No | Numeric |  | Females Only | Live or Dead |  |  |  | User Defined Formula | Single Occurrence |  |  |  | 0 |  |  |  | IIF(A=0,NOTHING,A-B) | B | WLSS-Live Unsexed on Day 28 | Nullable
2792 | WLSS-Dead Unsexed Days 4-7 | No | No | No | Yes | No | Numeric |  | Females Only | Live or Dead |  |  |  | User Defined Formula | Single Occurrence |  |  |  | 0 |  |  |  | IIF(A=0,NOTHING,A-B) | A | WLSS-Live Unsexed on Day 4 | Not Null (calculation fails if measurement is null)
2792 | WLSS-Dead Unsexed Days 4-7 | No | No | No | Yes | No | Numeric |  | Females Only | Live or Dead |  |  |  | User Defined Formula | Single Occurrence |  |  |  | 0 |  |  |  | IIF(A=0,NOTHING,A-B) | B | WLSS-Live Unsexed on Day 7 | Nullable
2796 | WLSS-Dead Unsexed Days 4-7 postcull | No | No | No | Yes | No | Numeric |  | Females Only | Live or Dead |  |  |  | User Defined Formula | Single Occurrence |  |  |  | 0 |  |  |  | IIF(A=0,NOTHING,A-B) | A | Live Unsexed on PND 4 postcull | Not Null (calculation fails if measurement is null)
2796 | WLSS-Dead Unsexed Days 4-7 postcull | No | No | No | Yes | No | Numeric |  | Females Only | Live or Dead |  |  |  | User Defined Formula | Single Occurrence |  |  |  | 0 |  |  |  | IIF(A=0,NOTHING,A-B) | B | WLSS-Live Unsexed on Day 7 | Nullable
2800 | WLSS-Dead Unsexed Days 7-10 | No | No | No | Yes | No | Numeric |  | Females Only | Live or Dead |  |  |  | User Defined Formula | Single Occurrence |  |  |  | 0 |  |  |  | IIF(A=0,NOTHING,A-B) | A | WLSS-Live Unsexed on Day 7 | Not Null (calculation fails if measurement is null)
2800 | WLSS-Dead Unsexed Days 7-10 | No | No | No | Yes | No | Numeric |  | Females Only | Live or Dead |  |  |  | User Defined Formula | Single Occurrence |  |  |  | 0 |  |  |  | IIF(A=0,NOTHING,A-B) | B | WLSS-Live Unsexed on Day 10 | Nullable
2828 | WLSS-Dead Unsexed Days 7-14 | No | No | No | Yes | No | Numeric |  | Females Only | Live or Dead |  |  |  | User Defined Formula | Single Occurrence |  |  |  | 0 |  |  |  | IIF(A=0,NOTHING,A-B) | A | WLSS-Live Unsexed on Day 7 | Not Null (calculation fails if measurement is null)
2828 | WLSS-Dead Unsexed Days 7-14 | No | No | No | Yes | No | Numeric |  | Females Only | Live or Dead |  |  |  | User Defined Formula | Single Occurrence |  |  |  | 0 |  |  |  | IIF(A=0,NOTHING,A-B) | B | WLSS-Live Unsexed on Day 14 | Nullable
2879 | WLSS-Live Birth Index | No | No | No | Yes | No | Numeric |  | Females Only | Live or Dead |  |  |  | User Defined Formula | Single Occurrence |  |  |  | 1 |  |  |  | IIF(A IS NOTHING,NOTHING,((B+D)/C)*100) | A | Litter Date | Not Null (calculation fails if measurement is null)
2879 | WLSS-Live Birth Index | No | No | No | Yes | No | Numeric |  | Females Only | Live or Dead |  |  |  | User Defined Formula | Single Occurrence |  |  |  | 1 |  |  |  | IIF(A IS NOTHING,NOTHING,((B+D)/C)*100) | B | WLSS-Live Pups on Day 0 | Nullable
2879 | WLSS-Live Birth Index | No | No | No | Yes | No | Numeric |  | Females Only | Live or Dead |  |  |  | User Defined Formula | Single Occurrence |  |  |  | 1 |  |  |  | IIF(A IS NOTHING,NOTHING,((B+D)/C)*100) | C | WLSS-Total Pups on Day 0 | Not Null (calculation fails if measurement is null)
2879 | WLSS-Live Birth Index | No | No | No | Yes | No | Numeric |  | Females Only | Live or Dead |  |  |  | User Defined Formula | Single Occurrence |  |  |  | 1 |  |  |  | IIF(A IS NOTHING,NOTHING,((B+D)/C)*100) | D | Total Scheduled Removals Day 0 | Not Null (calculation fails if measurement is null)
2097 | WLSS-Live Females on Day 0 | No | No | No | Yes | No | Numeric |  | Females Only | Live or Dead |  |  |  | Special Calculation | Single Occurrence |  | 0 | Not Relative to Root Measurement | 0 | Numeric Value On Day | Live Females
2101 | WLSS-Live Females on Day 1 | No | No | No | Yes | No | Numeric |  | Females Only | Live or Dead |  |  |  | Special Calculation | Single Occurrence |  | 1 | Not Relative to Root Measurement | 0 | Numeric Value On Day | Live Females
5383 | WLSS-Live Females on Day 11 | No | No | No | Yes | No | Numeric |  | Females Only | Live or Dead |  |  |  | Special Calculation | Single Occurrence |  | 11 | Not Relative to Root Measurement | 0 | Numeric Value On Day | Live Females
4185 | WLSS-Live Females on Day 12 | No | No | No | Yes | No | Numeric |  | Any Sex | Live or Dead |  |  |  | Special Calculation | Single Occurrence |  | 12 | Not Relative to Root Measurement | 0 | Numeric Value On Day | Live Females
2117 | WLSS-Live Females on Day 13 | No | No | No | Yes | No | Numeric |  | Females Only | Live or Dead |  |  |  | Special Calculation | Single Occurrence |  | 13 | Not Relative to Root Measurement | 0 | Numeric Value On Day | Live Females
2121 | WLSS-Live Females on Day 14 | No | No | No | Yes | No | Numeric |  | Females Only | Live or Dead |  |  |  | Special Calculation | Single Occurrence |  | 14 | Relative to Root Measurement | 0 | Numeric Value On Day | Live Females
2125 | WLSS-Live Females on Day 16 | No | No | No | Yes | No | Numeric |  | Females Only | Live or Dead |  |  |  | Special Calculation | Single Occurrence |  | 16 | Not Relative to Root Measurement | 0 | Numeric Value On Day | Live Females
2133 | WLSS-Live Females on Day 21 | No | No | No | Yes | No | Numeric |  | Females Only | Live or Dead |  |  |  | Special Calculation | Single Occurrence |  | 21 | Not Relative to Root Measurement | 0 | Numeric Value On Day | Live Females
2137 | WLSS-Live Females on Day 25 | No | No | No | Yes | No | Numeric |  | Females Only | Live or Dead |  |  |  | Special Calculation | Single Occurrence |  | 25 | Not Relative to Root Measurement | 0 | Numeric Value On Day | Live Females
2141 | WLSS-Live Females on Day 28 | No | No | No | Yes | No | Numeric |  | Females Only | Live or Dead |  |  |  | Special Calculation | Single Occurrence |  | 28 | Not Relative to Root Measurement | 0 | Numeric Value On Day | Live Females
2105 | WLSS-Live Females on Day 4 | No | No | No | Yes | No | Numeric |  | Females Only | Live or Dead |  |  |  | Special Calculation | Single Occurrence |  | 4 | Not Relative to Root Measurement | 0 | Numeric Value On Day | Live Females
2109 | WLSS-Live Females on Day 7 | No | No | No | Yes | No | Numeric |  | Females Only | Live or Dead |  |  |  | Special Calculation | Single Occurrence |  | 7 | Not Relative to Root Measurement | 0 | Numeric Value On Day | Live Females
2098 | WLSS-Live Males on Day 0 | No | No | No | Yes | No | Numeric |  | Females Only | Live or Dead |  |  |  | Special Calculation | Single Occurrence |  | 0 |  | 0 | Numeric Value On Day | Live Males
2102 | WLSS-Live Males on Day 1 | No | No | No | Yes | No | Numeric |  | Females Only | Live or Dead |  |  |  | Special Calculation | Single Occurrence |  | 1 | Not Relative to Root Measurement | 0 | Numeric Value On Day | Live Males
2114 | WLSS-Live Males on Day 10 | No | No | No | Yes | No | Numeric |  | Females Only | Live or Dead |  |  |  | Special Calculation | Single Occurrence |  | 10 | Not Relative to Root Measurement | 0 | Numeric Value On Day | Live Males
5382 | WLSS-Live Males on Day 11 | No | No | No | Yes | No | Numeric |  | Females Only | Live or Dead |  |  |  | Special Calculation | Single Occurrence |  | 11 | Not Relative to Root Measurement | 0 | Numeric Value On Day | Live Males
4184 | WLSS-Live Males on Day 12 | No | No | No | Yes | No | Numeric |  | Females Only | Live or Dead |  |  |  | Special Calculation | Single Occurrence |  | 12 | Not Relative to Root Measurement | 0 | Numeric Value On Day | Live Males
2118 | WLSS-Live Males on Day 13 | No | No | No | Yes | No | Numeric |  | Females Only | Live or Dead |  |  |  | Special Calculation | Single Occurrence |  | 13 | Not Relative to Root Measurement | 0 | Numeric Value On Day | Live Males
2122 | WLSS-Live Males on Day 14 | No | No | No | Yes | No | Numeric |  | Females Only | Live or Dead |  |  |  | Special Calculation | Single Occurrence |  | 14 | Not Relative to Root Measurement | 0 | Numeric Value On Day | Live Males
2126 | WLSS-Live Males on Day 16 | No | No | No | Yes | No | Numeric |  | Females Only | Live or Dead |  |  |  | Special Calculation | Single Occurrence |  | 16 | Not Relative to Root Measurement | 0 | Numeric Value On Day | Live Males
2110 | WLSS-Live Males on Day 7 | No | No | No | Yes | No | Numeric |  | Females Only | Live or Dead |  |  |  | Special Calculation | Single Occurrence |  | 7 | Not Relative to Root Measurement | 0 | Numeric Value On Day | Live Males
2140 | WLSS-Live Pups Day 25 | No | No | No | Yes | No | Numeric |  | Females Only | Live or Dead |  |  |  | User Defined Formula | Single Occurrence |  |  |  | 0 |  |  |  | IIF(A=NOTHING,NOTHING,(B+C+D)) | A | Litter Date | Not Null (calculation fails if measurement is null)
2140 | WLSS-Live Pups Day 25 | No | No | No | Yes | No | Numeric |  | Females Only | Live or Dead |  |  |  | User Defined Formula | Single Occurrence |  |  |  | 0 |  |  |  | IIF(A=NOTHING,NOTHING,(B+C+D)) | B | WLSS-Live Unsexed on Day 25 | Not Null (calculation fails if measurement is null)
2140 | WLSS-Live Pups Day 25 | No | No | No | Yes | No | Numeric |  | Females Only | Live or Dead |  |  |  | User Defined Formula | Single Occurrence |  |  |  | 0 |  |  |  | IIF(A=NOTHING,NOTHING,(B+C+D)) | C | WLSS-Live Females on Day 25 | Not Null (calculation fails if measurement is null)
2140 | WLSS-Live Pups Day 25 | No | No | No | Yes | No | Numeric |  | Females Only | Live or Dead |  |  |  | User Defined Formula | Single Occurrence |  |  |  | 0 |  |  |  | IIF(A=NOTHING,NOTHING,(B+C+D)) | D | WLSS- Live Males on Day 25 | Not Null (calculation fails if measurement is null)
2100 | WLSS-Live Pups on Day 0 | No | No | No | Yes | No | Numeric |  | Females Only | Live or Dead |  |  |  | User Defined Formula | Single Occurrence |  |  |  | 0 |  |  |  | IIF(A=NOTHING,NOTHING,(B+C+D)) | A | Litter Date | Not Null (calculation fails if measurement is null)
2100 | WLSS-Live Pups on Day 0 | No | No | No | Yes | No | Numeric |  | Females Only | Live or Dead |  |  |  | User Defined Formula | Single Occurrence |  |  |  | 0 |  |  |  | IIF(A=NOTHING,NOTHING,(B+C+D)) | B | WLSS-Live Unsexed on Day 0 | Not Null (calculation fails if measurement is null)
2100 | WLSS-Live Pups on Day 0 | No | No | No | Yes | No | Numeric |  | Females Only | Live or Dead |  |  |  | User Defined Formula | Single Occurrence |  |  |  | 0 |  |  |  | IIF(A=NOTHING,NOTHING,(B+C+D)) | C | WLSS-Live Males on Day 0 | Not Null (calculation fails if measurement is null)
2100 | WLSS-Live Pups on Day 0 | No | No | No | Yes | No | Numeric |  | Females Only | Live or Dead |  |  |  | User Defined Formula | Single Occurrence |  |  |  | 0 |  |  |  | IIF(A=NOTHING,NOTHING,(B+C+D)) | D | WLSS-Live Females on Day 0 | Not Null (calculation fails if measurement is null)
2104 | WLSS-Live Pups on Day 1 | No | No | No | Yes | No | Numeric |  | Females Only | Live or Dead |  |  |  | User Defined Formula | Single Occurrence |  |  |  | 0 |  |  |  | IIF(A=NOTHING,NOTHING,(B+C+D)) | A | Litter Date | Not Null (calculation fails if measurement is null)
2104 | WLSS-Live Pups on Day 1 | No | No | No | Yes | No | Numeric |  | Females Only | Live or Dead |  |  |  | User Defined Formula | Single Occurrence |  |  |  | 0 |  |  |  | IIF(A=NOTHING,NOTHING,(B+C+D)) | B | WLSS-Live Unsexed on Day1 | Not Null (calculation fails if measurement is null)
2104 | WLSS-Live Pups on Day 1 | No | No | No | Yes | No | Numeric |  | Females Only | Live or Dead |  |  |  | User Defined Formula | Single Occurrence |  |  |  | 0 |  |  |  | IIF(A=NOTHING,NOTHING,(B+C+D)) | C | WLSS-Live Males on Day 1 | Not Null (calculation fails if measurement is null)
2104 | WLSS-Live Pups on Day 1 | No | No | No | Yes | No | Numeric |  | Females Only | Live or Dead |  |  |  | User Defined Formula | Single Occurrence |  |  |  | 0 |  |  |  | IIF(A=NOTHING,NOTHING,(B+C+D)) | D | WLSS-Live Females on Day 1 | Not Null (calculation fails if measurement is null)
2116 | WLSS-Live Pups on Day 10 | No | No | No | Yes | No | Numeric |  | Females Only | Live or Dead |  |  |  | User Defined Formula | Single Occurrence |  |  |  | 0 |  |  |  | IIF(A=NOTHING,NOTHING,(B+C+D)) | A | Litter Date | Not Null (calculation fails if measurement is null)
2116 | WLSS-Live Pups on Day 10 | No | No | No | Yes | No | Numeric |  | Females Only | Live or Dead |  |  |  | User Defined Formula | Single Occurrence |  |  |  | 0 |  |  |  | IIF(A=NOTHING,NOTHING,(B+C+D)) | B | WLSS-Live Unsexed on Day 10 | Not Null (calculation fails if measurement is null)
2116 | WLSS-Live Pups on Day 10 | No | No | No | Yes | No | Numeric |  | Females Only | Live or Dead |  |  |  | User Defined Formula | Single Occurrence |  |  |  | 0 |  |  |  | IIF(A=NOTHING,NOTHING,(B+C+D)) | C | WLSS- Live Females on Day 10 | Not Null (calculation fails if measurement is null)
2116 | WLSS-Live Pups on Day 10 | No | No | No | Yes | No | Numeric |  | Females Only | Live or Dead |  |  |  | User Defined Formula | Single Occurrence |  |  |  | 0 |  |  |  | IIF(A=NOTHING,NOTHING,(B+C+D)) | D | WLSS-Live Males on Day 10 | Not Null (calculation fails if measurement is null)
5384 | WLSS-Live Pups on Day 11 | No | No | No | Yes | No | Numeric |  | Females Only | Live or Dead |  |  |  | User Defined Formula | Single Occurrence |  |  |  | 0 |  |  |  | IIF(A=NOTHING,NOTHING,(B+C+D)) | A | Litter Date | Not Null (calculation fails if measurement is null)
5384 | WLSS-Live Pups on Day 11 | No | No | No | Yes | No | Numeric |  | Females Only | Live or Dead |  |  |  | User Defined Formula | Single Occurrence |  |  |  | 0 |  |  |  | IIF(A=NOTHING,NOTHING,(B+C+D)) | B | WLSS-Live Unsexed on Day 11 | Not Null (calculation fails if measurement is null)
5384 | WLSS-Live Pups on Day 11 | No | No | No | Yes | No | Numeric |  | Females Only | Live or Dead |  |  |  | User Defined Formula | Single Occurrence |  |  |  | 0 |  |  |  | IIF(A=NOTHING,NOTHING,(B+C+D)) | C | WLSS-Live Males on Day 11 | Not Null (calculation fails if measurement is null)
5384 | WLSS-Live Pups on Day 11 | No | No | No | Yes | No | Numeric |  | Females Only | Live or Dead |  |  |  | User Defined Formula | Single Occurrence |  |  |  | 0 |  |  |  | IIF(A=NOTHING,NOTHING,(B+C+D)) | D | WLSS-Live Females on Day 11 | Not Null (calculation fails if measurement is null)
4186 | WLSS-Live Pups on Day 12 | No | No | No | Yes | No | Numeric |  | Females Only | Live or Dead |  |  |  | User Defined Formula | Single Occurrence |  |  |  | 0 |  |  |  | IIF(A=NOTHING,NOTHING,(B+C+D)) | A | Litter Date | Not Null (calculation fails if measurement is null)
4186 | WLSS-Live Pups on Day 12 | No | No | No | Yes | No | Numeric |  | Females Only | Live or Dead |  |  |  | User Defined Formula | Single Occurrence |  |  |  | 0 |  |  |  | IIF(A=NOTHING,NOTHING,(B+C+D)) | B | WLSS-Live Unsexed on Day 12 | Not Null (calculation fails if measurement is null)
4186 | WLSS-Live Pups on Day 12 | No | No | No | Yes | No | Numeric |  | Females Only | Live or Dead |  |  |  | User Defined Formula | Single Occurrence |  |  |  | 0 |  |  |  | IIF(A=NOTHING,NOTHING,(B+C+D)) | C | WLSS-Live Males on Day 12 | Not Null (calculation fails if measurement is null)
4186 | WLSS-Live Pups on Day 12 | No | No | No | Yes | No | Numeric |  | Females Only | Live or Dead |  |  |  | User Defined Formula | Single Occurrence |  |  |  | 0 |  |  |  | IIF(A=NOTHING,NOTHING,(B+C+D)) | D | WLSS-Live Females on Day 12 | Not Null (calculation fails if measurement is null)
2120 | WLSS-Live Pups on Day 13 | No | No | No | Yes | No | Numeric |  | Females Only | Live or Dead |  |  |  | User Defined Formula | Single Occurrence |  |  |  | 0 |  |  |  | IIF(A=NOTHING,NOTHING,(B+C+D)) | A | Litter Date | Not Null (calculation fails if measurement is null)
2120 | WLSS-Live Pups on Day 13 | No | No | No | Yes | No | Numeric |  | Females Only | Live or Dead |  |  |  | User Defined Formula | Single Occurrence |  |  |  | 0 |  |  |  | IIF(A=NOTHING,NOTHING,(B+C+D)) | B | WLSS-Live Unsexed on Day 13 | Not Null (calculation fails if measurement is null)
2120 | WLSS-Live Pups on Day 13 | No | No | No | Yes | No | Numeric |  | Females Only | Live or Dead |  |  |  | User Defined Formula | Single Occurrence |  |  |  | 0 |  |  |  | IIF(A=NOTHING,NOTHING,(B+C+D)) | C | WLSS-Live Females on Day 13 | Not Null (calculation fails if measurement is null)
2120 | WLSS-Live Pups on Day 13 | No | No | No | Yes | No | Numeric |  | Females Only | Live or Dead |  |  |  | User Defined Formula | Single Occurrence |  |  |  | 0 |  |  |  | IIF(A=NOTHING,NOTHING,(B+C+D)) | D | WLSS-Live Males on Day 13 | Not Null (calculation fails if measurement is null)
2124 | WLSS-Live Pups on Day 14 | No | No | No | Yes | No | Numeric |  | Females Only | Live or Dead |  |  |  | User Defined Formula | Single Occurrence |  |  |  | 0 |  |  |  | IIF(A=NOTHING,NOTHING,(B+C+D)) | A | Litter Date | Not Null (calculation fails if measurement is null)
2124 | WLSS-Live Pups on Day 14 | No | No | No | Yes | No | Numeric |  | Females Only | Live or Dead |  |  |  | User Defined Formula | Single Occurrence |  |  |  | 0 |  |  |  | IIF(A=NOTHING,NOTHING,(B+C+D)) | B | WLSS-Live Unsexed on Day 14 | Not Null (calculation fails if measurement is null)
2124 | WLSS-Live Pups on Day 14 | No | No | No | Yes | No | Numeric |  | Females Only | Live or Dead |  |  |  | User Defined Formula | Single Occurrence |  |  |  | 0 |  |  |  | IIF(A=NOTHING,NOTHING,(B+C+D)) | C | WLSS-Live Females on Day 14 | Not Null (calculation fails if measurement is null)
2124 | WLSS-Live Pups on Day 14 | No | No | No | Yes | No | Numeric |  | Females Only | Live or Dead |  |  |  | User Defined Formula | Single Occurrence |  |  |  | 0 |  |  |  | IIF(A=NOTHING,NOTHING,(B+C+D)) | D | WLSS-Live Males on Day 14 | Not Null (calculation fails if measurement is null)
2128 | WLSS-Live Pups on Day 16 | No | No | No | Yes | No | Numeric |  | Females Only | Live or Dead |  |  |  | User Defined Formula | Single Occurrence |  |  |  | 0 |  |  |  | IIF(A=NOTHING,NOTHING,(B+C+D)) | A | Litter Date | Not Null (calculation fails if measurement is null)
2128 | WLSS-Live Pups on Day 16 | No | No | No | Yes | No | Numeric |  | Females Only | Live or Dead |  |  |  | User Defined Formula | Single Occurrence |  |  |  | 0 |  |  |  | IIF(A=NOTHING,NOTHING,(B+C+D)) | B | WLSS-Live Unsexed on Day 16 | Not Null (calculation fails if measurement is null)
2128 | WLSS-Live Pups on Day 16 | No | No | No | Yes | No | Numeric |  | Females Only | Live or Dead |  |  |  | User Defined Formula | Single Occurrence |  |  |  | 0 |  |  |  | IIF(A=NOTHING,NOTHING,(B+C+D)) | C | WLSS-Live Females on Day 16 | Not Null (calculation fails if measurement is null)
2128 | WLSS-Live Pups on Day 16 | No | No | No | Yes | No | Numeric |  | Females Only | Live or Dead |  |  |  | User Defined Formula | Single Occurrence |  |  |  | 0 |  |  |  | IIF(A=NOTHING,NOTHING,(B+C+D)) | D | WLSS-Live Males on Day 16 | Not Null (calculation fails if measurement is null)
2132 | WLSS-Live Pups on Day 19 | No | No | No | Yes | No | Numeric |  | Females Only | Live or Dead |  |  |  | User Defined Formula | Single Occurrence |  |  |  | 0 |  |  |  | IIF(A=NOTHING,NOTHING,(B+C+D)) | A | Litter Date | Not Null (calculation fails if measurement is null)
2132 | WLSS-Live Pups on Day 19 | No | No | No | Yes | No | Numeric |  | Females Only | Live or Dead |  |  |  | User Defined Formula | Single Occurrence |  |  |  | 0 |  |  |  | IIF(A=NOTHING,NOTHING,(B+C+D)) | B | WLSS- Live Unsexed on Day 19 | Not Null (calculation fails if measurement is null)
2132 | WLSS-Live Pups on Day 19 | No | No | No | Yes | No | Numeric |  | Females Only | Live or Dead |  |  |  | User Defined Formula | Single Occurrence |  |  |  | 0 |  |  |  | IIF(A=NOTHING,NOTHING,(B+C+D)) | C | WLSS- Live Males on Day 19 | Not Null (calculation fails if measurement is null)
2132 | WLSS-Live Pups on Day 19 | No | No | No | Yes | No | Numeric |  | Females Only | Live or Dead |  |  |  | User Defined Formula | Single Occurrence |  |  |  | 0 |  |  |  | IIF(A=NOTHING,NOTHING,(B+C+D)) | D | WLSS- Live Females on Day 19 | Not Null (calculation fails if measurement is null)
2136 | WLSS-Live Pups on Day 21 | No | No | No | Yes | No | Numeric |  | Females Only | Live or Dead |  |  |  | User Defined Formula | Single Occurrence |  |  |  | 0 |  |  |  | IIF(A=NOTHING,NOTHING,(B+C+D)) | A | Litter Date | Not Null (calculation fails if measurement is null)
2136 | WLSS-Live Pups on Day 21 | No | No | No | Yes | No | Numeric |  | Females Only | Live or Dead |  |  |  | User Defined Formula | Single Occurrence |  |  |  | 0 |  |  |  | IIF(A=NOTHING,NOTHING,(B+C+D)) | B | WLSS-Live Unsexed on Day 21 | Not Null (calculation fails if measurement is null)
2136 | WLSS-Live Pups on Day 21 | No | No | No | Yes | No | Numeric |  | Females Only | Live or Dead |  |  |  | User Defined Formula | Single Occurrence |  |  |  | 0 |  |  |  | IIF(A=NOTHING,NOTHING,(B+C+D)) | C | WLSS- Live Males on Day 21 | Not Null (calculation fails if measurement is null)
2136 | WLSS-Live Pups on Day 21 | No | No | No | Yes | No | Numeric |  | Females Only | Live or Dead |  |  |  | User Defined Formula | Single Occurrence |  |  |  | 0 |  |  |  | IIF(A=NOTHING,NOTHING,(B+C+D)) | D | WLSS-Live Females on Day 21 | Not Null (calculation fails if measurement is null)
2144 | WLSS-Live Pups on Day 28 | No | No | No | Yes | No | Numeric |  | Females Only | Live or Dead |  |  |  | User Defined Formula | Single Occurrence |  |  |  | 0 |  |  |  | IIF(A=NOTHING,NOTHING,(B+C+D)) | A | Litter Date | Not Null (calculation fails if measurement is null)
2144 | WLSS-Live Pups on Day 28 | No | No | No | Yes | No | Numeric |  | Females Only | Live or Dead |  |  |  | User Defined Formula | Single Occurrence |  |  |  | 0 |  |  |  | IIF(A=NOTHING,NOTHING,(B+C+D)) | B | WLSS-Live Unsexed on Day 28 | Not Null (calculation fails if measurement is null)
2144 | WLSS-Live Pups on Day 28 | No | No | No | Yes | No | Numeric |  | Females Only | Live or Dead |  |  |  | User Defined Formula | Single Occurrence |  |  |  | 0 |  |  |  | IIF(A=NOTHING,NOTHING,(B+C+D)) | C | WLSS-Live Females on Day 28 | Not Null (calculation fails if measurement is null)
2144 | WLSS-Live Pups on Day 28 | No | No | No | Yes | No | Numeric |  | Females Only | Live or Dead |  |  |  | User Defined Formula | Single Occurrence |  |  |  | 0 |  |  |  | IIF(A=NOTHING,NOTHING,(B+C+D)) | D | WLSS- Live Males on Day 28 | Not Null (calculation fails if measurement is null)
2108 | WLSS-Live Pups on Day 4 | No | No | No | Yes | No | Numeric |  | Females Only | Live or Dead |  |  |  | User Defined Formula | Single Occurrence |  |  |  | 0 |  |  |  | IIF(A=NOTHING,NOTHING,(B+C+D)) | A | Litter Date | Not Null (calculation fails if measurement is null)
2108 | WLSS-Live Pups on Day 4 | No | No | No | Yes | No | Numeric |  | Females Only | Live or Dead |  |  |  | User Defined Formula | Single Occurrence |  |  |  | 0 |  |  |  | IIF(A=NOTHING,NOTHING,(B+C+D)) | B | WLSS-Live Unsexed on Day 4 | Not Null (calculation fails if measurement is null)
2108 | WLSS-Live Pups on Day 4 | No | No | No | Yes | No | Numeric |  | Females Only | Live or Dead |  |  |  | User Defined Formula | Single Occurrence |  |  |  | 0 |  |  |  | IIF(A=NOTHING,NOTHING,(B+C+D)) | C | WLSS- Live Males on Day 4 | Not Null (calculation fails if measurement is null)
2108 | WLSS-Live Pups on Day 4 | No | No | No | Yes | No | Numeric |  | Females Only | Live or Dead |  |  |  | User Defined Formula | Single Occurrence |  |  |  | 0 |  |  |  | IIF(A=NOTHING,NOTHING,(B+C+D)) | D | WLSS-Live Females on Day 4 | Not Null (calculation fails if measurement is null)
2112 | WLSS-Live Pups on Day 7 | No | No | No | Yes | No | Numeric |  | Females Only | Live or Dead |  |  |  | User Defined Formula | Single Occurrence |  |  |  | 0 |  |  |  | IIF(A=NOTHING,NOTHING,(B+C+D)) | A | Litter Date | Not Null (calculation fails if measurement is null)
2112 | WLSS-Live Pups on Day 7 | No | No | No | Yes | No | Numeric |  | Females Only | Live or Dead |  |  |  | User Defined Formula | Single Occurrence |  |  |  | 0 |  |  |  | IIF(A=NOTHING,NOTHING,(B+C+D)) | B | WLSS-Live Unsexed on Day 7 | Not Null (calculation fails if measurement is null)
2112 | WLSS-Live Pups on Day 7 | No | No | No | Yes | No | Numeric |  | Females Only | Live or Dead |  |  |  | User Defined Formula | Single Occurrence |  |  |  | 0 |  |  |  | IIF(A=NOTHING,NOTHING,(B+C+D)) | C | WLSS-Live Males on Day 7 | Not Null (calculation fails if measurement is null)
2112 | WLSS-Live Pups on Day 7 | No | No | No | Yes | No | Numeric |  | Females Only | Live or Dead |  |  |  | User Defined Formula | Single Occurrence |  |  |  | 0 |  |  |  | IIF(A=NOTHING,NOTHING,(B+C+D)) | D | WLSS-Live Females on Day 7 | Not Null (calculation fails if measurement is null)
2099 | WLSS-Live Unsexed on Day 0 | No | No | No | Yes | No | Numeric |  | Females Only | Live or Dead |  |  |  | Special Calculation | Single Occurrence |  | 0 |  | 0 | Numeric Value On Day | Live Unsexed
2115 | WLSS-Live Unsexed on Day 10 | No | No | No | Yes | No | Numeric |  | Females Only | Live or Dead |  |  |  | Special Calculation | Single Occurrence |  | 10 | Not Relative to Root Measurement | 0 | Numeric Value On Day | Live Unsexed
5381 | WLSS-Live Unsexed on Day 11 | No | No | No | Yes | No | Numeric |  | Females Only | Live or Dead |  |  |  | Special Calculation | Single Occurrence |  | 11 | Not Relative to Root Measurement | 0 | Numeric Value On Day | Live Unsexed
4183 | WLSS-Live Unsexed on Day 12 | No | No | No | Yes | No | Numeric |  | Females Only | Live or Dead |  |  |  | Special Calculation | Single Occurrence |  | 12 | Not Relative to Root Measurement | 0 | Numeric Value On Day | Live Unsexed
2119 | WLSS-Live Unsexed on Day 13 | No | No | No | Yes | No | Numeric |  | Females Only | Live or Dead |  |  |  | Special Calculation | Single Occurrence |  | 13 | Not Relative to Root Measurement | 0 | Numeric Value On Day | Live Unsexed
2123 | WLSS-Live Unsexed on Day 14 | No | No | No | Yes | No | Numeric |  | Females Only | Live or Dead |  |  |  | Special Calculation | Single Occurrence |  | 14 | Not Relative to Root Measurement | 0 | Numeric Value On Day | Live Unsexed
2127 | WLSS-Live Unsexed on Day 16 | No | No | No | Yes | No | Numeric |  | Females Only | Live or Dead |  |  |  | Special Calculation | Single Occurrence |  | 16 | Not Relative to Root Measurement | 0 | Numeric Value On Day | Live Unsexed
2135 | WLSS-Live Unsexed on Day 21 | No | No | No | Yes | No | Numeric |  | Females Only | Live or Dead |  |  |  | Special Calculation | Single Occurrence |  | 21 | Not Relative to Root Measurement | 0 | Numeric Value On Day | Live Unsexed
2139 | WLSS-Live Unsexed on Day 25 | No | No | No | Yes | No | Numeric |  | Females Only | Live or Dead |  |  |  | Special Calculation | Single Occurrence |  | 25 | Not Relative to Root Measurement | 0 | Numeric Value On Day | Live Unsexed
2143 | WLSS-Live Unsexed on Day 28 | No | No | No | Yes | No | Numeric |  | Females Only | Live or Dead |  |  |  | Special Calculation | Single Occurrence |  | 28 | Not Relative to Root Measurement | 0 | Numeric Value On Day | Live Unsexed
2107 | WLSS-Live Unsexed on Day 4 | No | No | No | Yes | No | Numeric |  | Females Only | Live or Dead |  |  |  | Special Calculation | Single Occurrence |  | 4 | Not Relative to Root Measurement | 0 | Numeric Value On Day | Live Unsexed
2111 | WLSS-Live Unsexed on Day 7 | No | No | No | Yes | No | Numeric |  | Females Only | Live or Dead |  |  |  | Special Calculation | Single Occurrence |  | 7 | Not Relative to Root Measurement | 0 | Numeric Value On Day | Live Unsexed
2103 | WLSS-Live Unsexed on Day1 | No | No | No | Yes | No | Numeric |  | Females Only | Live or Dead |  |  |  | Special Calculation | Single Occurrence |  | 1 | Not Relative to Root Measurement | 0 | Numeric Value On Day | Live Unsexed
2880 | WLSS-Survival PND 0-1 | No | No | No | Yes | No | Numeric |  | Females Only | Live or Dead | % |  |  | User Defined Formula | Single Occurrence |  |  |  | 1 |  |  |  | IIF(A=0,NOTHING,((B+C)/A)*100) | A | WLSS-Live Pups on Day 0 | Not Null (calculation fails if measurement is null)
2880 | WLSS-Survival PND 0-1 | No | No | No | Yes | No | Numeric |  | Females Only | Live or Dead | % |  |  | User Defined Formula | Single Occurrence |  |  |  | 1 |  |  |  | IIF(A=0,NOTHING,((B+C)/A)*100) | B | WLSS-Live Pups on Day 1 | Nullable
2880 | WLSS-Survival PND 0-1 | No | No | No | Yes | No | Numeric |  | Females Only | Live or Dead | % |  |  | User Defined Formula | Single Occurrence |  |  |  | 1 |  |  |  | IIF(A=0,NOTHING,((B+C)/A)*100) | C | Total Scheduled Removals Days 0-1 | Not Null (calculation fails if measurement is null)
6143 | WLSS-Survival PND 0-21 | No | No | No | Yes | No | Numeric |  | Females Only | Live or Dead | % |  |  | User Defined Formula | Single Occurrence |  |  |  | 1 |  |  |  | IIF(A,NOTHING,IIF(B=0,NOTHING,((C+D)/B)*100)) | A | Biological Sampling PND 4 Boolean | Not Null (calculation fails if measurement is null)
6143 | WLSS-Survival PND 0-21 | No | No | No | Yes | No | Numeric |  | Females Only | Live or Dead | % |  |  | User Defined Formula | Single Occurrence |  |  |  | 1 |  |  |  | IIF(A,NOTHING,IIF(B=0,NOTHING,((C+D)/B)*100)) | B | WLSS-Live Pups on Day 0 | Not Null (calculation fails if measurement is null)
6143 | WLSS-Survival PND 0-21 | No | No | No | Yes | No | Numeric |  | Females Only | Live or Dead | % |  |  | User Defined Formula | Single Occurrence |  |  |  | 1 |  |  |  | IIF(A,NOTHING,IIF(B=0,NOTHING,((C+D)/B)*100)) | C | WLSS-Live Pups on Day 21 | Nullable
6143 | WLSS-Survival PND 0-21 | No | No | No | Yes | No | Numeric |  | Females Only | Live or Dead | % |  |  | User Defined Formula | Single Occurrence |  |  |  | 1 |  |  |  | IIF(A,NOTHING,IIF(B=0,NOTHING,((C+D)/B)*100)) | D | Total Scheduled Removals Days 0-21 | Not Null (calculation fails if measurement is null)
4901 | WLSS-Survival PND 0-28 | No | No | No | Yes | No | Numeric |  | Females Only | Live or Dead | % |  |  | User Defined Formula | Single Occurrence |  |  |  | 1 |  |  |  | IIF(A,NOTHING,IIF(B=0,NOTHING,((C+D)/B)*100)) | A | Biological Sampling PND 4 Boolean | Not Null (calculation fails if measurement is null)
4901 | WLSS-Survival PND 0-28 | No | No | No | Yes | No | Numeric |  | Females Only | Live or Dead | % |  |  | User Defined Formula | Single Occurrence |  |  |  | 1 |  |  |  | IIF(A,NOTHING,IIF(B=0,NOTHING,((C+D)/B)*100)) | B | WLSS-Live Pups on Day 0 | Not Null (calculation fails if measurement is null)
4901 | WLSS-Survival PND 0-28 | No | No | No | Yes | No | Numeric |  | Females Only | Live or Dead | % |  |  | User Defined Formula | Single Occurrence |  |  |  | 1 |  |  |  | IIF(A,NOTHING,IIF(B=0,NOTHING,((C+D)/B)*100)) | C | WLSS-Live Pups on Day 28 | Nullable
4901 | WLSS-Survival PND 0-28 | No | No | No | Yes | No | Numeric |  | Females Only | Live or Dead | % |  |  | User Defined Formula | Single Occurrence |  |  |  | 1 |  |  |  | IIF(A,NOTHING,IIF(B=0,NOTHING,((C+D)/B)*100)) | D | Total Scheduled Removals Days 0-28 | Not Null (calculation fails if measurement is null)
4194 | WLSS-Survival PND 1-12 | No | No | No | Yes | No | Numeric |  | Females Only | Live or Dead | % |  |  | User Defined Formula | Single Occurrence |  |  |  | 1 |  |  |  | IIF(A,NOTHING,IIF(B=0,NOTHING,((C+D)/B)*100)) | A | Biological Sampling PND 4 Boolean | Not Null (calculation fails if measurement is null)
4194 | WLSS-Survival PND 1-12 | No | No | No | Yes | No | Numeric |  | Females Only | Live or Dead | % |  |  | User Defined Formula | Single Occurrence |  |  |  | 1 |  |  |  | IIF(A,NOTHING,IIF(B=0,NOTHING,((C+D)/B)*100)) | B | WLSS-Live Pups on Day 1 | Not Null (calculation fails if measurement is null)
4194 | WLSS-Survival PND 1-12 | No | No | No | Yes | No | Numeric |  | Females Only | Live or Dead | % |  |  | User Defined Formula | Single Occurrence |  |  |  | 1 |  |  |  | IIF(A,NOTHING,IIF(B=0,NOTHING,((C+D)/B)*100)) | C | WLSS-Live Pups on Day 12 | Nullable
4194 | WLSS-Survival PND 1-12 | No | No | No | Yes | No | Numeric |  | Females Only | Live or Dead | % |  |  | User Defined Formula | Single Occurrence |  |  |  | 1 |  |  |  | IIF(A,NOTHING,IIF(B=0,NOTHING,((C+D)/B)*100)) | D | Total Scheduled Removals Days 1-12 | Not Null (calculation fails if measurement is null)
2902 | WLSS-Survival PND 1-21 | No | No | No | Yes | No | Numeric |  | Females Only | Live or Dead | % |  |  | User Defined Formula | Single Occurrence |  |  |  | 1 |  |  |  | IIF(A,NOTHING,IIF(B=0,NOTHING,((C+D)/B)*100)) | A | Biological Sampling PND 4 Boolean | Not Null (calculation fails if measurement is null)
2902 | WLSS-Survival PND 1-21 | No | No | No | Yes | No | Numeric |  | Females Only | Live or Dead | % |  |  | User Defined Formula | Single Occurrence |  |  |  | 1 |  |  |  | IIF(A,NOTHING,IIF(B=0,NOTHING,((C+D)/B)*100)) | B | WLSS-Live Pups on Day 1 | Not Null (calculation fails if measurement is null)
2902 | WLSS-Survival PND 1-21 | No | No | No | Yes | No | Numeric |  | Females Only | Live or Dead | % |  |  | User Defined Formula | Single Occurrence |  |  |  | 1 |  |  |  | IIF(A,NOTHING,IIF(B=0,NOTHING,((C+D)/B)*100)) | C | WLSS-Live Pups on Day 21 | Nullable
2902 | WLSS-Survival PND 1-21 | No | No | No | Yes | No | Numeric |  | Females Only | Live or Dead | % |  |  | User Defined Formula | Single Occurrence |  |  |  | 1 |  |  |  | IIF(A,NOTHING,IIF(B=0,NOTHING,((C+D)/B)*100)) | D | Total Scheduled Removals Days 1-21 | Not Null (calculation fails if measurement is null)
2895 | WLSS-Survival PND 1-28 | No | No | No | Yes | No | Numeric |  | Females Only | Live or Dead | % |  |  | User Defined Formula | Single Occurrence |  |  |  | 1 |  |  |  | IIF(A,NOTHING,IIF(B=0,NOTHING,((C+D)/B)*100)) | A | Biological Sampling PND 4 Boolean | Not Null (calculation fails if measurement is null)
2895 | WLSS-Survival PND 1-28 | No | No | No | Yes | No | Numeric |  | Females Only | Live or Dead | % |  |  | User Defined Formula | Single Occurrence |  |  |  | 1 |  |  |  | IIF(A,NOTHING,IIF(B=0,NOTHING,((C+D)/B)*100)) | B | WLSS-Live Pups on Day 1 | Not Null (calculation fails if measurement is null)
2895 | WLSS-Survival PND 1-28 | No | No | No | Yes | No | Numeric |  | Females Only | Live or Dead | % |  |  | User Defined Formula | Single Occurrence |  |  |  | 1 |  |  |  | IIF(A,NOTHING,IIF(B=0,NOTHING,((C+D)/B)*100)) | C | WLSS-Live Pups on Day 28 | Nullable
2895 | WLSS-Survival PND 1-28 | No | No | No | Yes | No | Numeric |  | Females Only | Live or Dead | % |  |  | User Defined Formula | Single Occurrence |  |  |  | 1 |  |  |  | IIF(A,NOTHING,IIF(B=0,NOTHING,((C+D)/B)*100)) | D | Total Scheduled Removals Days 1-28 | Not Null (calculation fails if measurement is null)
2881 | WLSS-Survival PND 1-4 | No | No | No | Yes | No | Numeric |  | Females Only | Live or Dead | % |  |  | User Defined Formula | Single Occurrence |  |  |  | 1 |  |  |  | IIF(A=0,NOTHING,((B+C)/A)*100) | A | WLSS-Live Pups on Day 1 | Not Null (calculation fails if measurement is null)
2881 | WLSS-Survival PND 1-4 | No | No | No | Yes | No | Numeric |  | Females Only | Live or Dead | % |  |  | User Defined Formula | Single Occurrence |  |  |  | 1 |  |  |  | IIF(A=0,NOTHING,((B+C)/A)*100) | B | WLSS-Live Pups on Day 4 | Nullable
2881 | WLSS-Survival PND 1-4 | No | No | No | Yes | No | Numeric |  | Females Only | Live or Dead | % |  |  | User Defined Formula | Single Occurrence |  |  |  | 1 |  |  |  | IIF(A=0,NOTHING,((B+C)/A)*100) | C | Total Scheduled Removals Days 1-4 | Not Null (calculation fails if measurement is null)
5465 | WLSS-Survival PND 10-12 | No | No | No | Yes | No | Numeric |  | Females Only | Live or Dead | % |  |  | User Defined Formula | Single Occurrence |  |  |  | 1 |  |  |  | IIF(A=0,NOTHING,((B+C)/A)*100) | A | WLSS-Live Pups on Day 10 | Not Null (calculation fails if measurement is null)
5465 | WLSS-Survival PND 10-12 | No | No | No | Yes | No | Numeric |  | Females Only | Live or Dead | % |  |  | User Defined Formula | Single Occurrence |  |  |  | 1 |  |  |  | IIF(A=0,NOTHING,((B+C)/A)*100) | B | WLSS-Live Pups on Day 12 | Nullable
5465 | WLSS-Survival PND 10-12 | No | No | No | Yes | No | Numeric |  | Females Only | Live or Dead | % |  |  | User Defined Formula | Single Occurrence |  |  |  | 1 |  |  |  | IIF(A=0,NOTHING,((B+C)/A)*100) | C | Total Scheduled Removals Days 10-12 | Not Null (calculation fails if measurement is null)
2885 | WLSS-Survival PND 10-13 | No | No | No | Yes | No | Numeric |  | Females Only | Live or Dead | % |  |  | User Defined Formula | Single Occurrence |  |  |  | 1 |  |  |  | IIF(A=0,NOTHING,((B+C)/A)*100) | A | WLSS-Live Pups on Day 10 | Not Null (calculation fails if measurement is null)
2885 | WLSS-Survival PND 10-13 | No | No | No | Yes | No | Numeric |  | Females Only | Live or Dead | % |  |  | User Defined Formula | Single Occurrence |  |  |  | 1 |  |  |  | IIF(A=0,NOTHING,((B+C)/A)*100) | B | WLSS-Live Pups on Day 13 | Nullable
2885 | WLSS-Survival PND 10-13 | No | No | No | Yes | No | Numeric |  | Females Only | Live or Dead | % |  |  | User Defined Formula | Single Occurrence |  |  |  | 1 |  |  |  | IIF(A=0,NOTHING,((B+C)/A)*100) | C | Total Scheduled Removals Days 10-13 | Not Null (calculation fails if measurement is null)
4191 | WLSS-Survival PND 12-14 | No | No | No | Yes | No | Numeric |  | Females Only | Live or Dead | % |  |  | User Defined Formula | Single Occurrence |  |  |  | 1 |  |  |  | IIF(A=0,NOTHING,((B+C)/A)*100) | A | WLSS-Live Pups on Day 12 | Not Null (calculation fails if measurement is null)
4191 | WLSS-Survival PND 12-14 | No | No | No | Yes | No | Numeric |  | Females Only | Live or Dead | % |  |  | User Defined Formula | Single Occurrence |  |  |  | 1 |  |  |  | IIF(A=0,NOTHING,((B+C)/A)*100) | B | WLSS-Live Pups on Day 14 | Nullable
4191 | WLSS-Survival PND 12-14 | No | No | No | Yes | No | Numeric |  | Females Only | Live or Dead | % |  |  | User Defined Formula | Single Occurrence |  |  |  | 1 |  |  |  | IIF(A=0,NOTHING,((B+C)/A)*100) | C | Total Scheduled Removals Days 12-14 | Not Null (calculation fails if measurement is null)
4197 | WLSS-Survival PND 12-28 | No | No | No | Yes | No | Numeric |  | Females Only | Live or Dead | % |  |  | User Defined Formula | Single Occurrence |  |  |  | 1 |  |  |  | IIF(A=0,NOTHING,((B+C)/A)*100) | A | WLSS-Live Pups on Day 12 | Not Null (calculation fails if measurement is null)
4197 | WLSS-Survival PND 12-28 | No | No | No | Yes | No | Numeric |  | Females Only | Live or Dead | % |  |  | User Defined Formula | Single Occurrence |  |  |  | 1 |  |  |  | IIF(A=0,NOTHING,((B+C)/A)*100) | B | WLSS-Live Pups on Day 28 | Nullable
4197 | WLSS-Survival PND 12-28 | No | No | No | Yes | No | Numeric |  | Females Only | Live or Dead | % |  |  | User Defined Formula | Single Occurrence |  |  |  | 1 |  |  |  | IIF(A=0,NOTHING,((B+C)/A)*100) | C | Total Scheduled Removals Days 12-28 | Not Null (calculation fails if measurement is null)
2886 | WLSS-Survival PND 13-16 | No | No | No | Yes | No | Numeric |  | Females Only | Live or Dead | % |  |  | User Defined Formula | Single Occurrence |  |  |  | 1 |  |  |  | IIF(A=0,NOTHING,((B+C)/A)*100) | A | WLSS-Live Pups on Day 13 | Not Null (calculation fails if measurement is null)
2886 | WLSS-Survival PND 13-16 | No | No | No | Yes | No | Numeric |  | Females Only | Live or Dead | % |  |  | User Defined Formula | Single Occurrence |  |  |  | 1 |  |  |  | IIF(A=0,NOTHING,((B+C)/A)*100) | B | WLSS-Live Pups on Day 16 | Nullable
2886 | WLSS-Survival PND 13-16 | No | No | No | Yes | No | Numeric |  | Females Only | Live or Dead | % |  |  | User Defined Formula | Single Occurrence |  |  |  | 1 |  |  |  | IIF(A=0,NOTHING,((B+C)/A)*100) | C | Total Scheduled Removals Days 13-16 | Not Null (calculation fails if measurement is null)
2892 | WLSS-Survival PND 14-21 | No | No | No | Yes | No | Numeric |  | Females Only | Live or Dead | % |  |  | User Defined Formula | Single Occurrence |  |  |  | 1 |  |  |  | IIF(A=0,NOTHING,((B+C)/A)*100) | A | WLSS-Live Pups on Day 14 | Not Null (calculation fails if measurement is null)
2892 | WLSS-Survival PND 14-21 | No | No | No | Yes | No | Numeric |  | Females Only | Live or Dead | % |  |  | User Defined Formula | Single Occurrence |  |  |  | 1 |  |  |  | IIF(A=0,NOTHING,((B+C)/A)*100) | B | WLSS-Live Pups on Day 21 | Nullable
2892 | WLSS-Survival PND 14-21 | No | No | No | Yes | No | Numeric |  | Females Only | Live or Dead | % |  |  | User Defined Formula | Single Occurrence |  |  |  | 1 |  |  |  | IIF(A=0,NOTHING,((B+C)/A)*100) | C | Total Scheduled Removals Days 14-21 | Not Null (calculation fails if measurement is null)
6149 | WLSS-Survival PND 14-21 wean 21 | No | No | No | Yes | No | Numeric |  | Females Only | Live or Dead | % |  |  | User Defined Formula | Single Occurrence |  |  |  | 1 |  |  |  | IIF(A=0,NOTHING,((B+C)/A)*100) | A | WLSS-Live Pups on Day 14 | Not Null (calculation fails if measurement is null)
6149 | WLSS-Survival PND 14-21 wean 21 | No | No | No | Yes | No | Numeric |  | Females Only | Live or Dead | % |  |  | User Defined Formula | Single Occurrence |  |  |  | 1 |  |  |  | IIF(A=0,NOTHING,((B+C)/A)*100) | B | WLSS-Live Pups on Day 21 | Nullable
6149 | WLSS-Survival PND 14-21 wean 21 | No | No | No | Yes | No | Numeric |  | Females Only | Live or Dead | % |  |  | User Defined Formula | Single Occurrence |  |  |  | 1 |  |  |  | IIF(A=0,NOTHING,((B+C)/A)*100) | C | Total Scheduled Removals Days 14-21 wean 21 | Not Null (calculation fails if measurement is null)
4942 | WLSS-Survival PND 14-28 | No | No | No | Yes | No | Numeric |  | Females Only | Live or Dead | % |  |  | User Defined Formula | Single Occurrence |  |  |  | 1 |  |  |  | IIF(A=0,NOTHING,((B+C+D)/A)*100) | A | WLSS-Live Pups on Day 14 | Not Null (calculation fails if measurement is null)
4942 | WLSS-Survival PND 14-28 | No | No | No | Yes | No | Numeric |  | Females Only | Live or Dead | % |  |  | User Defined Formula | Single Occurrence |  |  |  | 1 |  |  |  | IIF(A=0,NOTHING,((B+C+D)/A)*100) | B | WLSS-Live Pups on Day 28 | Nullable
4942 | WLSS-Survival PND 14-28 | No | No | No | Yes | No | Numeric |  | Females Only | Live or Dead | % |  |  | User Defined Formula | Single Occurrence |  |  |  | 1 |  |  |  | IIF(A=0,NOTHING,((B+C+D)/A)*100) | C | Total Scheduled Removals Days 14-21 | Not Null (calculation fails if measurement is null)
4942 | WLSS-Survival PND 14-28 | No | No | No | Yes | No | Numeric |  | Females Only | Live or Dead | % |  |  | User Defined Formula | Single Occurrence |  |  |  | 1 |  |  |  | IIF(A=0,NOTHING,((B+C+D)/A)*100) | D | Total Scheduled Removals Days 21-28 | Not Null (calculation fails if measurement is null)
2887 | WLSS-Survival PND 16-19 | No | No | No | Yes | No | Numeric |  | Females Only | Live or Dead | % |  |  | User Defined Formula | Single Occurrence |  |  |  | 1 |  |  |  | IIF(A=0,NOTHING,((B+C)/A)*100) | A | WLSS-Live Pups on Day 16 | Not Null (calculation fails if measurement is null)
2887 | WLSS-Survival PND 16-19 | No | No | No | Yes | No | Numeric |  | Females Only | Live or Dead | % |  |  | User Defined Formula | Single Occurrence |  |  |  | 1 |  |  |  | IIF(A=0,NOTHING,((B+C)/A)*100) | B | WLSS-Live Pups on Day 19 | Nullable
2887 | WLSS-Survival PND 16-19 | No | No | No | Yes | No | Numeric |  | Females Only | Live or Dead | % |  |  | User Defined Formula | Single Occurrence |  |  |  | 1 |  |  |  | IIF(A=0,NOTHING,((B+C)/A)*100) | C | Total Scheduled Removals Days 16-19 | Not Null (calculation fails if measurement is null)
2888 | WLSS-Survival PND 19-21 | No | No | No | Yes | No | Numeric |  | Females Only | Live or Dead | % |  |  | User Defined Formula | Single Occurrence |  |  |  | 1 |  |  |  | IIF(A=0,NOTHING,((B+C)/A)*100) | A | WLSS-Live Pups on Day 19 | Not Null (calculation fails if measurement is null)
2888 | WLSS-Survival PND 19-21 | No | No | No | Yes | No | Numeric |  | Females Only | Live or Dead | % |  |  | User Defined Formula | Single Occurrence |  |  |  | 1 |  |  |  | IIF(A=0,NOTHING,((B+C)/A)*100) | B | WLSS-Live Pups on Day 21 | Nullable
2888 | WLSS-Survival PND 19-21 | No | No | No | Yes | No | Numeric |  | Females Only | Live or Dead | % |  |  | User Defined Formula | Single Occurrence |  |  |  | 1 |  |  |  | IIF(A=0,NOTHING,((B+C)/A)*100) | C | Total Scheduled Removals Days 19-21 | Not Null (calculation fails if measurement is null)
6146 | WLSS-Survival PND 19-21 wean 21 | No | No | No | Yes | No | Numeric |  | Females Only | Live or Dead | % |  |  | User Defined Formula | Single Occurrence |  |  |  | 1 |  |  |  | IIF(A=0,NOTHING,((B+C)/A)*100) | A | WLSS-Live Pups on Day 19 | Not Null (calculation fails if measurement is null)
6146 | WLSS-Survival PND 19-21 wean 21 | No | No | No | Yes | No | Numeric |  | Females Only | Live or Dead | % |  |  | User Defined Formula | Single Occurrence |  |  |  | 1 |  |  |  | IIF(A=0,NOTHING,((B+C)/A)*100) | B | WLSS-Live Pups on Day 21 | Nullable
6146 | WLSS-Survival PND 19-21 wean 21 | No | No | No | Yes | No | Numeric |  | Females Only | Live or Dead | % |  |  | User Defined Formula | Single Occurrence |  |  |  | 1 |  |  |  | IIF(A=0,NOTHING,((B+C)/A)*100) | C | Total Scheduled Removals Days 19-21 wean 21 | Not Null (calculation fails if measurement is null)
2889 | WLSS-Survival PND 21-25 | No | No | No | Yes | No | Numeric |  | Females Only | Live or Dead | % |  |  | User Defined Formula | Single Occurrence |  |  |  | 1 |  |  |  | IIF(A=0,NOTHING,((B+C)/A)*100) | A | WLSS-Live Pups on Day 21 | Not Null (calculation fails if measurement is null)
2889 | WLSS-Survival PND 21-25 | No | No | No | Yes | No | Numeric |  | Females Only | Live or Dead | % |  |  | User Defined Formula | Single Occurrence |  |  |  | 1 |  |  |  | IIF(A=0,NOTHING,((B+C)/A)*100) | B | WLSS-Live Pups Day 25 | Nullable
2889 | WLSS-Survival PND 21-25 | No | No | No | Yes | No | Numeric |  | Females Only | Live or Dead | % |  |  | User Defined Formula | Single Occurrence |  |  |  | 1 |  |  |  | IIF(A=0,NOTHING,((B+C)/A)*100) | C | Total Scheduled Removals Days 21-25 | Not Null (calculation fails if measurement is null)
2896 | WLSS-Survival PND 21-28 | No | No | No | Yes | No | Numeric |  | Females Only | Live or Dead | % |  |  | User Defined Formula | Single Occurrence |  |  |  | 1 |  |  |  | IIF(A=0,NOTHING,((B+C)/A)*100) | A | WLSS-Live Pups on Day 21 | Not Null (calculation fails if measurement is null)
2896 | WLSS-Survival PND 21-28 | No | No | No | Yes | No | Numeric |  | Females Only | Live or Dead | % |  |  | User Defined Formula | Single Occurrence |  |  |  | 1 |  |  |  | IIF(A=0,NOTHING,((B+C)/A)*100) | B | WLSS-Live Pups on Day 28 | Nullable
2896 | WLSS-Survival PND 21-28 | No | No | No | Yes | No | Numeric |  | Females Only | Live or Dead | % |  |  | User Defined Formula | Single Occurrence |  |  |  | 1 |  |  |  | IIF(A=0,NOTHING,((B+C)/A)*100) | C | Total Scheduled Removals Days 21-28 | Not Null (calculation fails if measurement is null)
2890 | WLSS-Survival PND 25-28 | No | No | No | Yes | No | Numeric |  | Females Only | Live or Dead | % |  |  | User Defined Formula | Single Occurrence |  |  |  | 1 |  |  |  | IIF(A=0,NOTHING,((B+C)/A)*100) | A | WLSS-Live Pups Day 25 | Not Null (calculation fails if measurement is null)
2890 | WLSS-Survival PND 25-28 | No | No | No | Yes | No | Numeric |  | Females Only | Live or Dead | % |  |  | User Defined Formula | Single Occurrence |  |  |  | 1 |  |  |  | IIF(A=0,NOTHING,((B+C)/A)*100) | B | WLSS-Live Pups on Day 28 | Nullable
2890 | WLSS-Survival PND 25-28 | No | No | No | Yes | No | Numeric |  | Females Only | Live or Dead | % |  |  | User Defined Formula | Single Occurrence |  |  |  | 1 |  |  |  | IIF(A=0,NOTHING,((B+C)/A)*100) | C | Total Scheduled Removals Days 25-28 | Not Null (calculation fails if measurement is null)
2897 | WLSS-Survival PND 4-21 no cull | No | No | No | Yes | No | Numeric |  | Females Only | Live or Dead | % |  |  | User Defined Formula | Single Occurrence |  |  |  | 1 |  |  |  | IIF(A,NOTHING,IIF(B=0,NOTHING,((C+D)/B)*100)) | A | Biological Sampling PND 4 Boolean | Not Null (calculation fails if measurement is null)
2897 | WLSS-Survival PND 4-21 no cull | No | No | No | Yes | No | Numeric |  | Females Only | Live or Dead | % |  |  | User Defined Formula | Single Occurrence |  |  |  | 1 |  |  |  | IIF(A,NOTHING,IIF(B=0,NOTHING,((C+D)/B)*100)) | B | WLSS-Live Pups on Day 4 | Not Null (calculation fails if measurement is null)
2897 | WLSS-Survival PND 4-21 no cull | No | No | No | Yes | No | Numeric |  | Females Only | Live or Dead | % |  |  | User Defined Formula | Single Occurrence |  |  |  | 1 |  |  |  | IIF(A,NOTHING,IIF(B=0,NOTHING,((C+D)/B)*100)) | C | WLSS-Live Pups on Day 21 | Nullable
2897 | WLSS-Survival PND 4-21 no cull | No | No | No | Yes | No | Numeric |  | Females Only | Live or Dead | % |  |  | User Defined Formula | Single Occurrence |  |  |  | 1 |  |  |  | IIF(A,NOTHING,IIF(B=0,NOTHING,((C+D)/B)*100)) | D | Total Scheduled Removals Days 4-21 (no cull) | Not Null (calculation fails if measurement is null)
2894 | WLSS-Survival PND 4-21 postcull | No | No | No | Yes | No | Numeric |  | Females Only | Live or Dead | % |  |  | User Defined Formula | Single Occurrence |  |  |  | 1 |  |  |  | IIF(A=0,NOTHING,((B+C)/A)*100) | A | Live Pups on PND 4 postcull | Not Null (calculation fails if measurement is null)
2894 | WLSS-Survival PND 4-21 postcull | No | No | No | Yes | No | Numeric |  | Females Only | Live or Dead | % |  |  | User Defined Formula | Single Occurrence |  |  |  | 1 |  |  |  | IIF(A=0,NOTHING,((B+C)/A)*100) | B | WLSS-Live Pups on Day 21 | Nullable
2894 | WLSS-Survival PND 4-21 postcull | No | No | No | Yes | No | Numeric |  | Females Only | Live or Dead | % |  |  | User Defined Formula | Single Occurrence |  |  |  | 1 |  |  |  | IIF(A=0,NOTHING,((B+C)/A)*100) | C | Number Scheduled Removals Days 4-21 (post cull) | Not Null (calculation fails if measurement is null)
2898 | WLSS-Survival PND 4-28 no cull | No | No | No | Yes | No | Numeric |  | Females Only | Live or Dead | % |  |  | User Defined Formula | Single Occurrence |  |  |  | 1 |  |  |  | IIF(A,NOTHING,(IIF(B=0,NOTHING,((C+D)/B)*100))) | A | Biological Sampling PND 4 Boolean | Not Null (calculation fails if measurement is null)
2898 | WLSS-Survival PND 4-28 no cull | No | No | No | Yes | No | Numeric |  | Females Only | Live or Dead | % |  |  | User Defined Formula | Single Occurrence |  |  |  | 1 |  |  |  | IIF(A,NOTHING,(IIF(B=0,NOTHING,((C+D)/B)*100))) | B | WLSS-Live Pups on Day 4 | Not Null (calculation fails if measurement is null)
2898 | WLSS-Survival PND 4-28 no cull | No | No | No | Yes | No | Numeric |  | Females Only | Live or Dead | % |  |  | User Defined Formula | Single Occurrence |  |  |  | 1 |  |  |  | IIF(A,NOTHING,(IIF(B=0,NOTHING,((C+D)/B)*100))) | C | WLSS-Live Pups on Day 28 | Nullable
2898 | WLSS-Survival PND 4-28 no cull | No | No | No | Yes | No | Numeric |  | Females Only | Live or Dead | % |  |  | User Defined Formula | Single Occurrence |  |  |  | 1 |  |  |  | IIF(A,NOTHING,(IIF(B=0,NOTHING,((C+D)/B)*100))) | D | Total Scheduled Removals Days 4-28 (no cull) | Not Null (calculation fails if measurement is null)
2893 | WLSS-Survival PND 4-28 postcull | No | No | No | Yes | No | Numeric |  | Any Sex | Live or Dead | % |  |  | User Defined Formula | Single Occurrence |  |  |  | 1 |  |  |  | IIF(A=0,NOTHING,((B+C)/A)*100) | A | Live Pups on PND 4 postcull | Not Null (calculation fails if measurement is null)
2893 | WLSS-Survival PND 4-28 postcull | No | No | No | Yes | No | Numeric |  | Any Sex | Live or Dead | % |  |  | User Defined Formula | Single Occurrence |  |  |  | 1 |  |  |  | IIF(A=0,NOTHING,((B+C)/A)*100) | B | WLSS-Live Pups on Day 28 | Nullable
2893 | WLSS-Survival PND 4-28 postcull | No | No | No | Yes | No | Numeric |  | Any Sex | Live or Dead | % |  |  | User Defined Formula | Single Occurrence |  |  |  | 1 |  |  |  | IIF(A=0,NOTHING,((B+C)/A)*100) | C | Number Scheduled Removals Days 4-28 (post cull) | Not Null (calculation fails if measurement is null)
2882 | WLSS-Survival PND 4-7 no cull | No | No | No | Yes | No | Numeric |  | Females Only | Live or Dead | % |  |  | User Defined Formula | Single Occurrence |  |  |  | 1 |  |  |  | IIF(A=B,NOTHING,IIF(A=0,NOTHING,((C+D)/A)*100)) | A | WLSS-Live Pups on Day 4 | Not Null (calculation fails if measurement is null)
2882 | WLSS-Survival PND 4-7 no cull | No | No | No | Yes | No | Numeric |  | Females Only | Live or Dead | % |  |  | User Defined Formula | Single Occurrence |  |  |  | 1 |  |  |  | IIF(A=B,NOTHING,IIF(A=0,NOTHING,((C+D)/A)*100)) | B | Total Scheduled Removals Day 4 | Not Null (calculation fails if measurement is null)
2882 | WLSS-Survival PND 4-7 no cull | No | No | No | Yes | No | Numeric |  | Females Only | Live or Dead | % |  |  | User Defined Formula | Single Occurrence |  |  |  | 1 |  |  |  | IIF(A=B,NOTHING,IIF(A=0,NOTHING,((C+D)/A)*100)) | C | WLSS-Live Pups on Day 7 | Not Null (calculation fails if measurement is null)
2882 | WLSS-Survival PND 4-7 no cull | No | No | No | Yes | No | Numeric |  | Females Only | Live or Dead | % |  |  | User Defined Formula | Single Occurrence |  |  |  | 1 |  |  |  | IIF(A=B,NOTHING,IIF(A=0,NOTHING,((C+D)/A)*100)) | D | Total Scheduled Removals Days 4-7 (no cull) | Nullable
2883 | WLSS-Survival PND 4-7 postcull | No | No | No | Yes | No | Numeric |  | Females Only | Live or Dead | % |  |  | User Defined Formula | Single Occurrence |  |  |  | 1 |  |  |  | IIF(A=B,NOTHING,IIF(C=0,NOTHING,((D+E)/C)*100)) | A | WLSS-Live Pups on Day 4 | Not Null (calculation fails if measurement is null)
2883 | WLSS-Survival PND 4-7 postcull | No | No | No | Yes | No | Numeric |  | Females Only | Live or Dead | % |  |  | User Defined Formula | Single Occurrence |  |  |  | 1 |  |  |  | IIF(A=B,NOTHING,IIF(C=0,NOTHING,((D+E)/C)*100)) | B | Total Scheduled Removals Day 4 | Not Null (calculation fails if measurement is null)
2883 | WLSS-Survival PND 4-7 postcull | No | No | No | Yes | No | Numeric |  | Females Only | Live or Dead | % |  |  | User Defined Formula | Single Occurrence |  |  |  | 1 |  |  |  | IIF(A=B,NOTHING,IIF(C=0,NOTHING,((D+E)/C)*100)) | C | Live Pups on PND 4 postcull | Not Null (calculation fails if measurement is null)
2883 | WLSS-Survival PND 4-7 postcull | No | No | No | Yes | No | Numeric |  | Females Only | Live or Dead | % |  |  | User Defined Formula | Single Occurrence |  |  |  | 1 |  |  |  | IIF(A=B,NOTHING,IIF(C=0,NOTHING,((D+E)/C)*100)) | D | WLSS-Live Pups on Day 7 | Nullable
2883 | WLSS-Survival PND 4-7 postcull | No | No | No | Yes | No | Numeric |  | Females Only | Live or Dead | % |  |  | User Defined Formula | Single Occurrence |  |  |  | 1 |  |  |  | IIF(A=B,NOTHING,IIF(C=0,NOTHING,((D+E)/C)*100)) | E | Number Scheduled Removals Days 4-7 (post cull) | Not Null (calculation fails if measurement is null)
2884 | WLSS-Survival PND 7-10 | No | No | No | Yes | No | Numeric |  | Females Only | Live or Dead | % |  |  | User Defined Formula | Single Occurrence |  |  |  | 1 |  |  |  | IIF(A=0,NOTHING,((B+C)/A)*100) | A | WLSS-Live Pups on Day 7 | Not Null (calculation fails if measurement is null)
2884 | WLSS-Survival PND 7-10 | No | No | No | Yes | No | Numeric |  | Females Only | Live or Dead | % |  |  | User Defined Formula | Single Occurrence |  |  |  | 1 |  |  |  | IIF(A=0,NOTHING,((B+C)/A)*100) | B | WLSS-Live Pups on Day 10 | Nullable
2884 | WLSS-Survival PND 7-10 | No | No | No | Yes | No | Numeric |  | Females Only | Live or Dead | % |  |  | User Defined Formula | Single Occurrence |  |  |  | 1 |  |  |  | IIF(A=0,NOTHING,((B+C)/A)*100) | C | Total Scheduled Removals Days 7-10 | Not Null (calculation fails if measurement is null)
5387 | WLSS-Survival PND 7-11 | No | No | No | Yes | No | Numeric |  | Females Only | Live or Dead | % |  |  | User Defined Formula | Single Occurrence |  |  |  | 1 |  |  |  | IIF(A=0,NOTHING,((B+C)/A)*100) | A | WLSS-Live Pups on Day 7 | Not Null (calculation fails if measurement is null)
5387 | WLSS-Survival PND 7-11 | No | No | No | Yes | No | Numeric |  | Females Only | Live or Dead | % |  |  | User Defined Formula | Single Occurrence |  |  |  | 1 |  |  |  | IIF(A=0,NOTHING,((B+C)/A)*100) | B | WLSS-Live Pups on Day 11 | Nullable
5387 | WLSS-Survival PND 7-11 | No | No | No | Yes | No | Numeric |  | Females Only | Live or Dead | % |  |  | User Defined Formula | Single Occurrence |  |  |  | 1 |  |  |  | IIF(A=0,NOTHING,((B+C)/A)*100) | C | Total Scheduled Removals Days 7-11 | Not Null (calculation fails if measurement is null)
4187 | WLSS-Survival PND 7-12 | No | No | No | Yes | No | Numeric |  | Females Only | Live or Dead | % |  |  | User Defined Formula | Single Occurrence |  |  |  | 1 |  |  |  | IIF(A=0,NOTHING,((B+C)/A)*100) | A | WLSS-Live Pups on Day 7 | Not Null (calculation fails if measurement is null)
4187 | WLSS-Survival PND 7-12 | No | No | No | Yes | No | Numeric |  | Females Only | Live or Dead | % |  |  | User Defined Formula | Single Occurrence |  |  |  | 1 |  |  |  | IIF(A=0,NOTHING,((B+C)/A)*100) | B | WLSS-Live Pups on Day 12 | Nullable
4187 | WLSS-Survival PND 7-12 | No | No | No | Yes | No | Numeric |  | Females Only | Live or Dead | % |  |  | User Defined Formula | Single Occurrence |  |  |  | 1 |  |  |  | IIF(A=0,NOTHING,((B+C)/A)*100) | C | Total Scheduled Removals Days 7-12 | Not Null (calculation fails if measurement is null)
2891 | WLSS-Survival PND 7-14 | No | No | No | Yes | No | Numeric |  | Females Only | Live or Dead | % |  |  | User Defined Formula | Single Occurrence |  |  |  | 1 |  |  |  | IIF(A=0,NOTHING,((B+C)/A)*100) | A | WLSS-Live Pups on Day 7 | Not Null (calculation fails if measurement is null)
2891 | WLSS-Survival PND 7-14 | No | No | No | Yes | No | Numeric |  | Females Only | Live or Dead | % |  |  | User Defined Formula | Single Occurrence |  |  |  | 1 |  |  |  | IIF(A=0,NOTHING,((B+C)/A)*100) | B | WLSS-Live Pups on Day 14 | Nullable
2891 | WLSS-Survival PND 7-14 | No | No | No | Yes | No | Numeric |  | Females Only | Live or Dead | % |  |  | User Defined Formula | Single Occurrence |  |  |  | 1 |  |  |  | IIF(A=0,NOTHING,((B+C)/A)*100) | C | Total Scheduled Removals Days 7-14 | Not Null (calculation fails if measurement is null)
2601 | WLSS-Total Pups on Day 0 | No | No | No | Yes | No | Numeric |  | Females Only | Live or Dead |  |  |  | Special Calculation | Single Occurrence |  | 0 |  | 0 | Numeric Value On Day | Litter Size
2941 | W_Animal ID Method | Yes | No | No | No | No | Alphanumeric | [7 empty] | Specific
5181 | W_Animal Restraint to Simulate Dosing | No | No | No | Yes | No | Alphanumeric |  | Any Sex | Live Only |  |  |  |  | Specific
2956 | W_Carcass Discarded | Yes | No | No | No | No | Alphanumeric | [7 empty] | Specific
3310 | W_Catheter flushed ~2 mL tap H2O after dose | No | No | No | Yes | No | Alphanumeric |  | Any Sex | Live or Dead |  |  |  |  | Specific
3430 | W_Catheter flushed ~5mL tap H20 after dose | No | No | No | Yes | No | Alphanumeric |  | Any Sex | Live or Dead |  |  |  |  | Specific
3307 | W_Catheter Lot Number | Yes | No | No | No | No | Alphanumeric | [7 empty] | Specific
3308 | W_Catheter Manufacturer | Yes | No | No | No | No | Alphanumeric | [7 empty] | Specific
3309 | W_Catheter Size | Yes | No | No | No | No | Alphanumeric | [7 empty] | Specific
7282 | W_Challenged with D-Amphetamine | No | No | No | Yes | No | Alphanumeric |  | Any Sex | Live Only |  |  |  |  | Specific
7581 | W_Challenged with LPS | No | No | No | Yes | No | Alphanumeric |  | Any Sex | Live Only |  |  |  |  | Specific
7283 | W_Challenged with MK-801 | No | No | No | Yes | No | Alphanumeric |  | Any Sex | Live Only |  |  |  |  | Specific
5201 | W_Crink-l Nest Addition/Removal | No | No | No | Yes | No | Alphanumeric |  | Any Sex | Live Only |  |  |  |  | Specific
3261 | W_Daily Litter Check | Yes | No | No | No | No | Alphanumeric | [7 empty] | Specific
5262 | W_Death Confirmation | Yes | No | No | No | No | Alphanumeric | [7 empty] | Specific
3161 | W_Device | Yes | No | No | No | No | Alphanumeric | [7 empty] | Specific
2953 | W_Device Lot No. | Yes | No | No | No | No | Alphanumeric | [7 empty] | Specific
3424 | W_Device Lot No. - Pup | Yes | No | No | No | No | Alphanumeric | [7 empty] | Specific
2951 | W_Device Manufacturer | Yes | No | No | No | No | Alphanumeric | [7 empty] | Specific
3422 | W_Device Manufacturer - Pup | Yes | No | No | No | No | Alphanumeric | [7 empty] | Specific
2952 | W_Device Size | Yes | No | No | No | No | Alphanumeric | [7 empty] | Specific
3423 | W_Device Size - Pup | Yes | No | No | No | No | Alphanumeric | [7 empty] | Specific
2950 | W_Device Type | Yes | No | No | No | No | Alphanumeric | [7 empty] | Specific
2943 | W_Dose Route | Yes | No | No | No | No | Alphanumeric | [7 empty] | Specific
4062 | W_Dosing - End | Yes | No | No | No | No | Alphanumeric | [7 empty] | Specific
4061 | W_Dosing - Start | Yes | No | No | No | No | Alphanumeric | [7 empty] | Specific
3311 | W_Euthanasia Dose | No | No | No | Yes | No | Numeric |  | Any Sex | Live or Dead |  |  |  |  | Specific
3302 | W_Euthanasia Drug | Yes | No | No | No | No | Alphanumeric | [7 empty] | Specific
3305 | W_Euthanasia Expiration Date | Yes | No | No | No | No | Alphanumeric | [7 empty] | Specific
3304 | W_Euthanasia Lot Number | Yes | No | No | No | No | Alphanumeric | [7 empty] | Specific
3303 | W_Euthanasia Manufacturer | Yes | No | No | No | No | Alphanumeric | [7 empty] | Specific
3301 | W_Euthanasia Method | Yes | No | No | No | No | Alphanumeric | [7 empty] | Specific
3306 | W_Euthanasia Route | Yes | No | No | No | No | Alphanumeric | [7 empty] | Specific
5261 | W_Euthanasia SR Bottle ID | Yes | No | No | No | No | Alphanumeric | [7 empty] | Specific
3002 | W_Fetal Sex | No | No | No | No | Yes | Alphanumeric |  | Any Sex | Live or Dead |  |  |  | User Defined Formula | Single Occurrence | [7 empty] | IIF(A, "M", IIF(B, "F", IIF(C, "U", "H"))) | A | Fetus Male | Not Null (calculation fails if measurement is null)
3002 | W_Fetal Sex | No | No | No | No | Yes | Alphanumeric |  | Any Sex | Live or Dead |  |  |  | User Defined Formula | Single Occurrence | [7 empty] | IIF(A, "M", IIF(B, "F", IIF(C, "U", "H"))) | B | Fetus Female | Not Null (calculation fails if measurement is null)
3002 | W_Fetal Sex | No | No | No | No | Yes | Alphanumeric |  | Any Sex | Live or Dead |  |  |  | User Defined Formula | Single Occurrence | [7 empty] | IIF(A, "M", IIF(B, "F", IIF(C, "U", "H"))) | C | W_Fetus Unsexed | Not Null (calculation fails if measurement is null)
3006 | W_Fetus Examination Set Abbreviation | No | No | No | No | Yes | Alphanumeric |  | Any Sex | Live or Dead |  |  |  | Special Calculation | Single Occurrence |  |  |  |  | Foetus Exam Set Abbreviation
3001 | W_Fetus Unsexed | No | No | No | No | Yes | Boolean (0 No, 1 Yes) |  | Any Sex | Live or Dead |  |  |  | Special Calculation | Single Occurrence |  |  |  |  | Unsexed Foetus
2942 | W_Formulation Stored | Yes | No | No | No | No | Alphanumeric | [7 empty] | Specific
3102 | W_Formulations Inverted/Vortexed | Yes | No | No | No | No | Alphanumeric | [7 empty] | Specific
3165 | W_Formulations sitrred - Start | Yes | No | No | No | No | Alphanumeric | [7 empty] | Specific
3164 | W_Formulations sitrred during dosing | Yes | No | No | No | No | Alphanumeric | [7 empty] | Specific
4782 | W_Group 1 Appearance | Yes | No | No | No | No | Alphanumeric | [7 empty] | Specific
4781 | W_Group 1 Bottle # | Yes | No | No | No | No | Alphanumeric | [7 empty] | Specific
4784 | W_Group 2 Appearance | Yes | No | No | No | No | Alphanumeric | [7 empty] | Specific
4783 | W_Group 2 Bottle # | Yes | No | No | No | No | Alphanumeric | [7 empty] | Specific
4786 | W_Group 3 Appearance | Yes | No | No | No | No | Alphanumeric | [7 empty] | Specific
4785 | W_Group 3 Bottle # | Yes | No | No | No | No | Alphanumeric | [7 empty] | Specific
4788 | W_Group 4 Appearance | Yes | No | No | No | No | Alphanumeric | [7 empty] | Specific
4787 | W_Group 4 Bottle # | Yes | No | No | No | No | Alphanumeric | [7 empty] | Specific
4790 | W_Group 5 Appearance | Yes | No | No | No | No | Alphanumeric | [7 empty] | Specific
4789 | W_Group 5 Bottle # | Yes | No | No | No | No | Alphanumeric | [7 empty] | Specific
4792 | W_Group 6 Appearance | Yes | No | No | No | No | Alphanumeric | [7 empty] | Specific
4791 | W_Group 6 Bottle # | Yes | No | No | No | No | Alphanumeric | [7 empty] | Specific
2966 | W_Has Implantations? - FP | No | No | No | Yes | No | Boolean (0 No, 1 Yes) |  | Females Only | Live or Dead |  | Yes | No | User Defined Formula | Single Occurrence | [7 empty] | A>=1 | A | Number of Implantations | Nullable
3005 | W_Implant Type & Fetal Sex | No | No | No | No | Yes | Alphanumeric |  | Any Sex | Live or Dead |  |  |  | User Defined Formula | Single Occurrence | [7 empty] | IIF(NOT A IS NOTHING,STRING.CONCAT(B,A),C) | A | W_Fetal Sex | Nullable
3005 | W_Implant Type & Fetal Sex | No | No | No | No | Yes | Alphanumeric |  | Any Sex | Live or Dead |  |  |  | User Defined Formula | Single Occurrence | [7 empty] | IIF(NOT A IS NOTHING,STRING.CONCAT(B,A),C) | B | W_Implant Type String | Not Null (calculation fails if measurement is null)
3005 | W_Implant Type & Fetal Sex | No | No | No | No | Yes | Alphanumeric |  | Any Sex | Live or Dead |  |  |  | User Defined Formula | Single Occurrence | [7 empty] | IIF(NOT A IS NOTHING,STRING.CONCAT(B,A),C) | C | W_Implant Type Descr | Not Null (calculation fails if measurement is null)
3003 | W_Implant Type Descr | No | No | No | No | Yes | Alphanumeric |  | Any Sex | Live or Dead |  |  |  | Special Calculation | Single Occurrence |  |  |  |  | Implant Type Descr
2982 | W_Implant Type of Early Death? | No | No | No | No | Yes | Boolean (0 No, 1 Yes) |  | Any Sex | Live or Dead |  |  |  | Special Calculation | Single Occurrence |  |  |  |  | Sub-Animal Is Specified Type |  | Early Resorption
2984 | W_Implant Type of Late Death? | No | No | No | No | Yes | Boolean (0 No, 1 Yes) |  | Any Sex | Live or Dead |  |  |  | Special Calculation | Single Occurrence |  |  |  |  | Sub-Animal Is Specified Type |  | Late Resorption
3004 | W_Implant Type String | No | No | No | No | Yes | Alphanumeric |  | Any Sex | Live or Dead |  |  |  | User Defined Formula | Single Occurrence | [7 empty] | A.Substring(0,5) | A | W_Implant Type Descr | Not Null (calculation fails if measurement is null)
3163 | W_Lot Number | Yes | No | No | No | No | Alphanumeric | [7 empty] | Specific
7582 | W_LPS(calc-0.001) | No | No | No | Yes | No | Calculated (Legacy) |  | Any Sex | Live or Dead | ml |  |  | User Defined Formula | Specific |  |  |  | 2 |  |  |  | A * 0.001 | A | Bodyweight | Not Null (calculation fails if measurement is null)
4543 | W_Lubrication expiration date | Yes | No | No | No | No | Alphanumeric | [7 empty] | Specific
4541 | W_Lubrication lot number | Yes | No | No | No | No | Alphanumeric | [7 empty] | Specific
4542 | W_Lubrication manufacturer | Yes | No | No | No | No | Alphanumeric | [7 empty] | Specific
3162 | W_Manufacturer | Yes | No | No | No | No | Alphanumeric | [7 empty] | Specific
7281 | W_MK801(calc-0.001) | No | No | No | Yes | No | Calculated (Legacy) |  | Any Sex | Live or Dead | ml |  |  | User Defined Formula | Specific |  |  |  | 2 |  |  |  | A*0.001 | A | Bodyweight | Not Null (calculation fails if measurement is null)
2961 | W_Not Pregnant/Early PM | No | No | No | Yes | No | Boolean (0 No, 1 Yes) |  | Any Sex | Live or Dead |  | Yes | No | User Defined Formula | Single Occurrence | [7 empty] | IIF(A, NOT B, FALSE) | A | Early PM | Not Null (calculation fails if measurement is null)
2961 | W_Not Pregnant/Early PM | No | No | No | Yes | No | Boolean (0 No, 1 Yes) |  | Any Sex | Live or Dead |  | Yes | No | User Defined Formula | Single Occurrence | [7 empty] | IIF(A, NOT B, FALSE) | B | Pregnant? | Not Null (calculation fails if measurement is null)
2963 | W_Number of Dead Fetuses per Group | No | Yes | No | No | No | Numeric | [6 empty] | Summary Calculation | Single Occurrence | Across Subjects |  | Not Relative to Root Measurement | 0 | Sum | Number of Dead Fetuses per Litter
2981 | W_Number of Early Resorptions | No | No | No | Yes | No | Numeric |  | Any Sex | Live or Dead |  |  |  | Summary Calculation | Single Occurrence | Across Subjects |  |  | 0 | Count Positives | Implant of Type Early Death?
2964 | W_Number of Early Resorptions per Group | No | Yes | No | No | No | Numeric | [6 empty] | Summary Calculation | Single Occurrence | Across Subjects |  | Not Relative to Root Measurement | 0 | Sum | Number of Early Deaths per Litter
2983 | W_Number of Late Resorptions | No | No | No | Yes | No | Numeric |  | Any Sex | Live or Dead |  |  |  | Summary Calculation | Single Occurrence | Across Subjects |  |  | 0 | Count Positives | Implant of Type Late Death?
2965 | W_Number of Late Resorptions per Group | No | Yes | No | No | No | Numeric | [6 empty] | Summary Calculation | Single Occurrence | Across Subjects |  | Not Relative to Root Measurement | 0 | Sum | Number of Late Deaths per Litter
2962 | W_Number of Live Fetuses per Group | No | Yes | No | No | No | Numeric | [6 empty] | Summary Calculation | Single Occurrence | Across Subjects |  | Not Relative to Root Measurement | 0 | Sum | Number of Live Fetuses per Litter
2959 | W_Number with Total Resorptions | No | Yes | No | No | No | Numeric | [6 empty] | Summary Calculation | Single Occurrence | Across Subjects |  | Not Relative to Root Measurement | 0 | Count Positives | W_Total Resorptions
2960 | W_Pregnant/Early PM | No | No | No | Yes | No | Boolean (0 No, 1 Yes) |  | Any Sex | Live or Dead |  | Yes | No | User Defined Formula | Single Occurrence | [7 empty] | IIF(A, B, FALSE) | A | Early PM | Not Null (calculation fails if measurement is null)
2960 | W_Pregnant/Early PM | No | No | No | Yes | No | Boolean (0 No, 1 Yes) |  | Any Sex | Live or Dead |  | Yes | No | User Defined Formula | Single Occurrence | [7 empty] | IIF(A, B, FALSE) | B | Pregnant? | Not Null (calculation fails if measurement is null)
2954 | W_Sacrifice Method | Yes | No | No | No | No | Alphanumeric | [7 empty] | Specific
3101 | W_Sacrifice Method - Pups/Fetuses | Yes | No | No | No | No | Alphanumeric | [7 empty] | Specific
4546 | W_Saline expiration date | Yes | No | No | No | No | Alphanumeric | [7 empty] | Specific
4544 | W_Saline lot number | Yes | No | No | No | No | Alphanumeric | [7 empty] | Specific
4545 | W_Saline manufacturer | Yes | No | No | No | No | Alphanumeric | [7 empty] | Specific
2957 | W_Sex Verified | Yes | No | No | No | No | Alphanumeric | [7 empty] | Specific
4641 | W_Syringe Adaptor Lot Number | Yes | No | No | No | No | Alphanumeric | [7 empty] | Specific
4642 | W_Syringe Adaptor Manufacturer | Yes | No | No | No | No | Alphanumeric | [7 empty] | Specific
2948 | W_Syringe Expiration Date | Yes | No | No | No | No | Alphanumeric | [7 empty] | Specific
3429 | W_Syringe Expiration Date- Pup | Yes | No | No | No | No | Alphanumeric | [7 empty] | Specific
2947 | W_Syringe Lot No. | Yes | No | No | No | No | Alphanumeric | [7 empty] | Specific
3428 | W_Syringe Lot No. - Pup | Yes | No | No | No | No | Alphanumeric | [7 empty] | Specific
2946 | W_Syringe Manufacturer | Yes | No | No | No | No | Alphanumeric | [7 empty] | Specific
3427 | W_Syringe Manufacturer - Pup | Yes | No | No | No | No | Alphanumeric | [7 empty] | Specific
2945 | W_Syringe Size (mL) | Yes | No | No | No | No | Alphanumeric | [7 empty] | Specific
3425 | W_Syringe Size (mL) - Pup | Yes | No | No | No | No | Alphanumeric | [7 empty] | Specific
2944 | W_Syringe Type | Yes | No | No | No | No | Alphanumeric | [7 empty] | Specific
3426 | W_Syringe Type- Pup | Yes | No | No | No | No | Alphanumeric | [7 empty] | Specific
2949 | W_Syringe with attached Needle | Yes | No | No | No | No | Alphanumeric | [7 empty] | Specific
2955 | W_Tissues Retained | Yes | No | No | No | No | Alphanumeric | [7 empty] | Specific
2967 | W_Total Number of Fetuses | No | No | No | Yes | No | Numeric |  | Any Sex | Live or Dead |  |  |  | User Defined Formula | Single Occurrence |  |  |  | 0 |  |  |  | IIF(A, B+C, NOTHING) | A | W_Has Implantations? - FP | Not Null (calculation fails if measurement is null)
2967 | W_Total Number of Fetuses | No | No | No | Yes | No | Numeric |  | Any Sex | Live or Dead |  |  |  | User Defined Formula | Single Occurrence |  |  |  | 0 |  |  |  | IIF(A, B+C, NOTHING) | B | Number of Live Fetuses per Litter | Not Null (calculation fails if measurement is null)
2967 | W_Total Number of Fetuses | No | No | No | Yes | No | Numeric |  | Any Sex | Live or Dead |  |  |  | User Defined Formula | Single Occurrence |  |  |  | 0 |  |  |  | IIF(A, B+C, NOTHING) | C | Number of Dead Fetuses per Litter | Not Null (calculation fails if measurement is null)
3007 | W_Total Number of Resorptions | No | No | No | Yes | No | Numeric |  | Any Sex | Live or Dead |  |  |  | User Defined Formula | Single Occurrence |  |  |  | 0 |  |  |  | IIF(A, B+C, NOTHING) | A | W_Has Implantations? - FP | Not Null (calculation fails if measurement is null)
3007 | W_Total Number of Resorptions | No | No | No | Yes | No | Numeric |  | Any Sex | Live or Dead |  |  |  | User Defined Formula | Single Occurrence |  |  |  | 0 |  |  |  | IIF(A, B+C, NOTHING) | B | W_Number of Early Resorptions | Not Null (calculation fails if measurement is null)
3007 | W_Total Number of Resorptions | No | No | No | Yes | No | Numeric |  | Any Sex | Live or Dead |  |  |  | User Defined Formula | Single Occurrence |  |  |  | 0 |  |  |  | IIF(A, B+C, NOTHING) | C | W_Number of Late Resorptions | Not Null (calculation fails if measurement is null)
2958 | W_Total Resorptions | No | No | No | Yes | No | Boolean (0 No, 1 Yes) |  | Any Sex | Live or Dead |  | Yes | No | Special Calculation | Single Occurrence |  |  |  |  | Total Resorptions
3642 | W_Vaginal Lavage Check - End | Yes | No | No | No | No | Alphanumeric | [7 empty] | Specific
3641 | W_Vaginal Lavage Check - Start | Yes | No | No | No | No | Alphanumeric | [7 empty] | Specific
5324 | Xanthine Concentration in Urine | No | No | No | Yes | No | Numeric |  | Any Sex | Live or Dead | ug/mL |  |  |  | Single Occurrence
1102 | XXX NOT USED XXXX | No | No | No | Yes | No | Numeric |  | Females Only | Live Only |  |  |  |  | Specific